## MeasureTable
Regional Costs and Bulk Power System Benefits | [22 empty] | Other Power System Benefits |  |  | Non-Electric Power Costs/Benefits |  |  |  | Total Regional Costs/Benefits (monetizable costs and benefits)
Technology, Measure or Practice | Delivery Mechanism or Program | Application | Location | Incremental Capital Cost ($/unit) | Incremental O&M Costs and Schedule ($/unit) | Present Value of Periodic Capital Replacement Cost ($/unit) | Measure Life (years) | Basis of Savings | Annual Savings @ Site (kwh/yr) | Annual Savings @ Busbar (kwh/yr) | Bulk Transmission System Coincident Factor | System Coincident Peak Reduction (KW) | Present Value Incremental Capital Cost ($/kWh) | Present Value O & M Cost ($/kWh) | Present Value of Periodic Capital Replacement Cost ($/kWh) | Total Present Value Cost ($/kWh) | Present Value Electric Energy Savings ($/kWh) | Present Value of Bulk Transmission System Benefits ($/kWh) | Present Value of Region Act's 10% Conservation Credit ($/kWh) | Total Present Value Regional Bulk Power System Benefits ($/kWh) | Net Present Value ($/kWh) | Benefit / Cost Ratio | Local Distribution System Load Factor | Local Distribution System Peak Load Reduction (kW) | Present Value of Local Transmission & Distribution System Benefits ($/kWh) | End-user Benefits | Societal Benefits | Present Value Non-Electric System Benefits ($/kWh) | Present Value Environmental Externalities Benefit ($/kWh) | Present Value Regional Costs ($/kWh) | Present Value Total Societal Benefits ($/kWh) | Net Present Value of Regional Costs & Benefits ($/kWh) | Benefit / Cost Ratio | Related Programs/Activities | Comments | Levelized Cost
Energy Star Window Air Conditioner - Cooling Zone 3 6000 Btu/hr | Unit Must Comply with Energy Star specifications and replace an existing unit. Manufacturer, retailer or consumer rebate, coupon or other incentive. | Residential Dwellings | Cooling Zone 3 | 89.76 | 0 | 0 | 9 | Deemed | 57.2309 | 61.5948 | 0 | 0 | 1.4573 | 0 | 0 | 1.4573 | 0.35092 | 0 | 0.044307 | 0.39523 | -1.062 | 0.27121 | 0.10389 | 0.041361 | 0.09653 | Increased comfort | Reduced environmental impacts from electricity generation | 0 | 0 | 1.4573 | 0.49176 | -0.96551 | 0.33745 | The revised minimum federal efficiency standards for window air conditioners took effect October 1, 2000. The Environmental Protection Agency maintains a list of Energy Star qualifying models at www.epa.gov/energystar | Savings assume that window air conditioner cooling capacity is as specified. | 202.7465
Energy Star Window Air Conditioner - Cooling Zone 3 16000 Btu/hr | Unit Must Comply with Energy Star specifications and replace an existing unit. Manufacturer, retailer or consumer rebate, coupon or other incentive. | Residential Dwellings | Cooling Zone 3 | 239.36 | 0 | 0 | 9 | Deemed | 152.6159 | 164.2528 | 0 | 0 | 1.4573 | 0 | 0 | 1.4573 | 0.35092 | 0 | 0.044307 | 0.39523 | -1.062 | 0.27121 | 0.10389 | 0.1103 | 0.09653 | Increased comfort | Reduced environmental impacts from electricity generation | 0 | 0 | 1.4573 | 0.49176 | -0.96551 | 0.33745 | The revised minimum federal efficiency standards for window air conditioners took effect October 1, 2000. The Environmental Protection Agency maintains a list of Energy Star qualifying models at www.epa.gov/energystar | Savings assume that window air conditioner cooling capacity is as specified. | 202.7465
Energy Star Window Air Conditioner - Cooling Zone 3 19000 Btu/hr | Unit Must Comply with Energy Star specifications and replace an existing unit. Manufacturer, retailer or consumer rebate, coupon or other incentive. | Residential Dwellings | Cooling Zone 3 | 284.24 | 0 | 0 | 9 | Deemed | 181.2313 | 195.0502 | 0 | 0 | 1.4573 | 0 | 0 | 1.4573 | 0.35092 | 0 | 0.044307 | 0.39523 | -1.062 | 0.27121 | 0.10389 | 0.13098 | 0.09653 | Increased comfort | Reduced environmental impacts from electricity generation | 0 | 0 | 1.4573 | 0.49176 | -0.96551 | 0.33745 | The revised minimum federal efficiency standards for window air conditioners took effect October 1, 2000. The Environmental Protection Agency maintains a list of Energy Star qualifying models at www.epa.gov/energystar | Savings assume that window air conditioner cooling capacity is as specified. | 202.7466
Energy Star Window Air Conditioner - Cooling Zone 3 5000 Btu/hr | Unit Must Comply with Energy Star specifications and replace an existing unit. Manufacturer, retailer or consumer rebate, coupon or other incentive. | Residential Dwellings | Cooling Zone 3 | 74.8 | 0 | 0 | 9 | Deemed | 47.6925 | 51.329 | 0 | 0 | 1.4573 | 0 | 0 | 1.4573 | 0.35092 | 0 | 0.044307 | 0.39523 | -1.062 | 0.27121 | 0.10389 | 0.034468 | 0.09653 | Increased comfort | Reduced environmental impacts from electricity generation | 0 | 0 | 1.4573 | 0.49176 | -0.96551 | 0.33745 | The revised minimum federal efficiency standards for window air conditioners took effect October 1, 2000. The Environmental Protection Agency maintains a list of Energy Star qualifying models at www.epa.gov/energystar | Savings assume that window air conditioner cooling capacity is as specified. | 202.7466
Energy Star Window Air Conditioner - Cooling Zone 3 7000 Btu/hr | Unit Must Comply with Energy Star specifications and replace an existing unit. Manufacturer, retailer or consumer rebate, coupon or other incentive. | Residential Dwellings | Cooling Zone 3 | 104.72 | 0 | 0 | 9 | Deemed | 66.7694 | 71.8606 | 0 | 0 | 1.4573 | 0 | 0 | 1.4573 | 0.35092 | 0 | 0.044307 | 0.39523 | -1.062 | 0.27121 | 0.10389 | 0.048255 | 0.09653 | Increased comfort | Reduced environmental impacts from electricity generation | 0 | 0 | 1.4573 | 0.49176 | -0.96551 | 0.33745 | The revised minimum federal efficiency standards for window air conditioners took effect October 1, 2000. The Environmental Protection Agency maintains a list of Energy Star qualifying models at www.epa.gov/energystar | Savings assume that window air conditioner cooling capacity is as specified. | 202.7466
Energy Star Window Air Conditioner - Cooling Zone 3 14000 Btu/hr | Unit Must Comply with Energy Star specifications and replace an existing unit. Manufacturer, retailer or consumer rebate, coupon or other incentive. | Residential Dwellings | Cooling Zone 3 | 209.44 | 0 | 0 | 9 | Deemed | 133.5389 | 143.7212 | 0 | 0 | 1.4573 | 0 | 0 | 1.4573 | 0.35092 | 0 | 0.044307 | 0.39523 | -1.062 | 0.27121 | 0.10389 | 0.096509 | 0.09653 | Increased comfort | Reduced environmental impacts from electricity generation | 0 | 0 | 1.4573 | 0.49176 | -0.96551 | 0.33745 | The revised minimum federal efficiency standards for window air conditioners took effect October 1, 2000. The Environmental Protection Agency maintains a list of Energy Star qualifying models at www.epa.gov/energystar | Savings assume that window air conditioner cooling capacity is as specified. | 202.7466
Energy Star Window Air Conditioner - Cooling Zone 3 17000 Btu/hr | Unit Must Comply with Energy Star specifications and replace an existing unit. Manufacturer, retailer or consumer rebate, coupon or other incentive. | Residential Dwellings | Cooling Zone 3 | 254.32 | 0 | 0 | 9 | Deemed | 162.1544 | 174.5186 | 0 | 0 | 1.4573 | 0 | 0 | 1.4573 | 0.35092 | 0 | 0.044307 | 0.39523 | -1.062 | 0.27121 | 0.10389 | 0.11719 | 0.09653 | Increased comfort | Reduced environmental impacts from electricity generation | 0 | 0 | 1.4573 | 0.49176 | -0.96551 | 0.33745 | The revised minimum federal efficiency standards for window air conditioners took effect October 1, 2000. The Environmental Protection Agency maintains a list of Energy Star qualifying models at www.epa.gov/energystar | Savings assume that window air conditioner cooling capacity is as specified. | 202.7465
Energy Star Window Air Conditioner - Cooling Zone 3 18000 Btu/hr | Unit Must Comply with Energy Star specifications and replace an existing unit. Manufacturer, retailer or consumer rebate, coupon or other incentive. | Residential Dwellings | Cooling Zone 3 | 269.28 | 0 | 0 | 9 | Deemed | 171.6928 | 184.7844 | 0 | 0 | 1.4573 | 0 | 0 | 1.4573 | 0.35092 | 0 | 0.044307 | 0.39523 | -1.062 | 0.27121 | 0.10389 | 0.12408 | 0.09653 | Increased comfort | Reduced environmental impacts from electricity generation | 0 | 0 | 1.4573 | 0.49176 | -0.96551 | 0.33745 | The revised minimum federal efficiency standards for window air conditioners took effect October 1, 2000. The Environmental Protection Agency maintains a list of Energy Star qualifying models at www.epa.gov/energystar | Savings assume that window air conditioner cooling capacity is as specified. | 202.7466
Energy Star Window Air Conditioner - Cooling Zone 3 20000 Btu/hr | Unit Must Comply with Energy Star specifications and replace an existing unit. Manufacturer, retailer or consumer rebate, coupon or other incentive. | Residential Dwellings | Cooling Zone 3 | 299.2 | 0 | 0 | 9 | Deemed | 190.7698 | 205.316 | 0 | 0 | 1.4573 | 0 | 0 | 1.4573 | 0.35092 | 0 | 0.044307 | 0.39523 | -1.062 | 0.27121 | 0.10389 | 0.13787 | 0.09653 | Increased comfort | Reduced environmental impacts from electricity generation | 0 | 0 | 1.4573 | 0.49176 | -0.96551 | 0.33745 | The revised minimum federal efficiency standards for window air conditioners took effect October 1, 2000. The Environmental Protection Agency maintains a list of Energy Star qualifying models at www.epa.gov/energystar | Savings assume that window air conditioner cooling capacity is as specified. | 202.7466
Energy Star Window Air Conditioner - Cooling Zone 3 15000 Btu/hr | Unit Must Comply with Energy Star specifications and replace an existing unit. Manufacturer, retailer or consumer rebate, coupon or other incentive. | Residential Dwellings | Cooling Zone 3 | 224.4 | 0 | 0 | 9 | Deemed | 143.0774 | 153.987 | 0 | 0 | 1.4573 | 0 | 0 | 1.4573 | 0.35092 | 0 | 0.044307 | 0.39523 | -1.062 | 0.27121 | 0.10389 | 0.1034 | 0.09653 | Increased comfort | Reduced environmental impacts from electricity generation | 0 | 0 | 1.4573 | 0.49176 | -0.96551 | 0.33745 | The revised minimum federal efficiency standards for window air conditioners took effect October 1, 2000. The Environmental Protection Agency maintains a list of Energy Star qualifying models at www.epa.gov/energystar | Savings assume that window air conditioner cooling capacity is as specified. | 202.7466
Energy Star Window Air Conditioner - Cooling Zone 3 9000 Btu/hr | Unit Must Comply with Energy Star specifications and replace an existing unit. Manufacturer, retailer or consumer rebate, coupon or other incentive. | Residential Dwellings | Cooling Zone 3 | 147.06 | 0 | 0 | 9 | Deemed | 84.1837 | 90.6027 | 0 | 0 | 1.6231 | 0 | 0 | 1.6231 | 0.35092 | 0 | 0.044307 | 0.39523 | -1.2279 | 0.2435 | 0.10389 | 0.06084 | 0.09653 | Increased comfort | Reduced environmental impacts from electricity generation | 0 | 0 | 1.6231 | 0.49176 | -1.1314 | 0.30297 | The revised minimum federal efficiency standards for window air conditioners took effect October 1, 2000. The Environmental Protection Agency maintains a list of Energy Star qualifying models at www.epa.gov/energystar | Savings assume that window air conditioner cooling capacity is as specified. | 225.823
Energy Star Window Air Conditioner - Cooling Zone 3 11000 Btu/hr | Unit Must Comply with Energy Star specifications and replace an existing unit. Manufacturer, retailer or consumer rebate, coupon or other incentive. | Residential Dwellings | Cooling Zone 3 | 179.74 | 0 | 0 | 9 | Deemed | 102.8912 | 110.7366 | 0 | 0 | 1.6231 | 0 | 0 | 1.6231 | 0.35092 | 0 | 0.044307 | 0.39523 | -1.2279 | 0.2435 | 0.10389 | 0.07436 | 0.09653 | Increased comfort | Reduced environmental impacts from electricity generation | 0 | 0 | 1.6231 | 0.49176 | -1.1314 | 0.30297 | The revised minimum federal efficiency standards for window air conditioners took effect October 1, 2000. The Environmental Protection Agency maintains a list of Energy Star qualifying models at www.epa.gov/energystar | Savings assume that window air conditioner cooling capacity is as specified. | 225.823
Energy Star Window Air Conditioner - Cooling Zone 3 13000 Btu/hr | Unit Must Comply with Energy Star specifications and replace an existing unit. Manufacturer, retailer or consumer rebate, coupon or other incentive. | Residential Dwellings | Cooling Zone 3 | 212.42 | 0 | 0 | 9 | Deemed | 121.5986 | 130.8705 | 0 | 0 | 1.6231 | 0 | 0 | 1.6231 | 0.35092 | 0 | 0.044307 | 0.39523 | -1.2279 | 0.2435 | 0.10389 | 0.08788 | 0.09653 | Increased comfort | Reduced environmental impacts from electricity generation | 0 | 0 | 1.6231 | 0.49176 | -1.1314 | 0.30297 | The revised minimum federal efficiency standards for window air conditioners took effect October 1, 2000. The Environmental Protection Agency maintains a list of Energy Star qualifying models at www.epa.gov/energystar | Savings assume that window air conditioner cooling capacity is as specified. | 225.823
Energy Star Window Air Conditioner - Cooling Zone 3 8000 Btu/hr | Unit Must Comply with Energy Star specifications and replace an existing unit. Manufacturer, retailer or consumer rebate, coupon or other incentive. | Residential Dwellings | Cooling Zone 3 | 130.72 | 0 | 0 | 9 | Deemed | 74.8299 | 80.5357 | 0 | 0 | 1.6231 | 0 | 0 | 1.6231 | 0.35092 | 0 | 0.044307 | 0.39523 | -1.2279 | 0.2435 | 0.10389 | 0.05408 | 0.09653 | Increased comfort | Reduced environmental impacts from electricity generation | 0 | 0 | 1.6231 | 0.49176 | -1.1314 | 0.30297 | The revised minimum federal efficiency standards for window air conditioners took effect October 1, 2000. The Environmental Protection Agency maintains a list of Energy Star qualifying models at www.epa.gov/energystar | Savings assume that window air conditioner cooling capacity is as specified. | 225.823
Energy Star Window Air Conditioner - Cooling Zone 3 10000 Btu/hr | Unit Must Comply with Energy Star specifications and replace an existing unit. Manufacturer, retailer or consumer rebate, coupon or other incentive. | Residential Dwellings | Cooling Zone 3 | 163.4 | 0 | 0 | 9 | Deemed | 93.5374 | 100.6696 | 0 | 0 | 1.6231 | 0 | 0 | 1.6231 | 0.35092 | 0 | 0.044307 | 0.39523 | -1.2279 | 0.2435 | 0.10389 | 0.0676 | 0.09653 | Increased comfort | Reduced environmental impacts from electricity generation | 0 | 0 | 1.6231 | 0.49176 | -1.1314 | 0.30297 | The revised minimum federal efficiency standards for window air conditioners took effect October 1, 2000. The Environmental Protection Agency maintains a list of Energy Star qualifying models at www.epa.gov/energystar | Savings assume that window air conditioner cooling capacity is as specified. | 225.8231
Energy Star Window Air Conditioner - Cooling Zone 3 12000 Btu/hr | Unit Must Comply with Energy Star specifications and replace an existing unit. Manufacturer, retailer or consumer rebate, coupon or other incentive. | Residential Dwellings | Cooling Zone 3 | 196.08 | 0 | 0 | 9 | Deemed | 112.2449 | 120.8036 | 0 | 0 | 1.6231 | 0 | 0 | 1.6231 | 0.35092 | 0 | 0.044307 | 0.39523 | -1.2279 | 0.2435 | 0.10389 | 0.08112 | 0.09653 | Increased comfort | Reduced environmental impacts from electricity generation | 0 | 0 | 1.6231 | 0.49176 | -1.1314 | 0.30297 | The revised minimum federal efficiency standards for window air conditioners took effect October 1, 2000. The Environmental Protection Agency maintains a list of Energy Star qualifying models at www.epa.gov/energystar | Savings assume that window air conditioner cooling capacity is as specified. | 225.823
Energy Star Window Air Conditioner - Cooling Zone 2 6000 Btu/hr | Unit Must Comply with Energy Star specifications and replace an existing unit. Manufacturer, retailer or consumer rebate, coupon or other incentive. | Residential Dwellings | Cooling Zone 2 | 89.76 | 0 | 0 | 9 | Deemed | 33.1939 | 35.725 | 0 | 0 | 2.5125 | 0 | 0 | 2.5125 | 0.31936 | 0 | 0.041151 | 0.36051 | -2.152 | 0.14348 | 0.10389 | 0.023989 | 0.09653 | Increased comfort | Reduced environmental impacts from electricity generation | 0 | 0 | 2.5125 | 0.45704 | -2.0555 | 0.1819 | The revised minimum federal efficiency standards for window air conditioners took effect October 1, 2000. The Environmental Protection Agency maintains a list of Energy Star qualifying models at www.epa.gov/energystar | Savings assume that window air conditioner cooling capacity is as specified. | 349.563
Energy Star Window Air Conditioner - Cooling Zone 2 16000 Btu/hr | Unit Must Comply with Energy Star specifications and replace an existing unit. Manufacturer, retailer or consumer rebate, coupon or other incentive. | Residential Dwellings | Cooling Zone 2 | 239.36 | 0 | 0 | 9 | Deemed | 88.5172 | 95.2666 | 0 | 0 | 2.5125 | 0 | 0 | 2.5125 | 0.31936 | 0 | 0.041151 | 0.36051 | -2.152 | 0.14348 | 0.10389 | 0.063972 | 0.09653 | Increased comfort | Reduced environmental impacts from electricity generation | 0 | 0 | 2.5125 | 0.45704 | -2.0555 | 0.1819 | The revised minimum federal efficiency standards for window air conditioners took effect October 1, 2000. The Environmental Protection Agency maintains a list of Energy Star qualifying models at www.epa.gov/energystar | Savings assume that window air conditioner cooling capacity is as specified. | 349.563
Energy Star Window Air Conditioner - Cooling Zone 2 19000 Btu/hr | Unit Must Comply with Energy Star specifications and replace an existing unit. Manufacturer, retailer or consumer rebate, coupon or other incentive. | Residential Dwellings | Cooling Zone 2 | 284.24 | 0 | 0 | 9 | Deemed | 105.1142 | 113.1291 | 0 | 0 | 2.5125 | 0 | 0 | 2.5125 | 0.31936 | 0 | 0.041151 | 0.36051 | -2.152 | 0.14348 | 0.10389 | 0.075966 | 0.09653 | Increased comfort | Reduced environmental impacts from electricity generation | 0 | 0 | 2.5125 | 0.45704 | -2.0555 | 0.1819 | The revised minimum federal efficiency standards for window air conditioners took effect October 1, 2000. The Environmental Protection Agency maintains a list of Energy Star qualifying models at www.epa.gov/energystar | Savings assume that window air conditioner cooling capacity is as specified. | 349.563
Energy Star Window Air Conditioner - Cooling Zone 2 7000 Btu/hr | Unit Must Comply with Energy Star specifications and replace an existing unit. Manufacturer, retailer or consumer rebate, coupon or other incentive. | Residential Dwellings | Cooling Zone 2 | 104.72 | 0 | 0 | 9 | Deemed | 38.7263 | 41.6792 | 0 | 0 | 2.5125 | 0 | 0 | 2.5125 | 0.31936 | 0 | 0.041151 | 0.36051 | -2.152 | 0.14348 | 0.10389 | 0.027988 | 0.09653 | Increased comfort | Reduced environmental impacts from electricity generation | 0 | 0 | 2.5125 | 0.45704 | -2.0555 | 0.1819 | The revised minimum federal efficiency standards for window air conditioners took effect October 1, 2000. The Environmental Protection Agency maintains a list of Energy Star qualifying models at www.epa.gov/energystar | Savings assume that window air conditioner cooling capacity is as specified. | 349.563
Energy Star Window Air Conditioner - Cooling Zone 2 14000 Btu/hr | Unit Must Comply with Energy Star specifications and replace an existing unit. Manufacturer, retailer or consumer rebate, coupon or other incentive. | Residential Dwellings | Cooling Zone 2 | 209.44 | 0 | 0 | 9 | Deemed | 77.4525 | 83.3583 | 0 | 0 | 2.5125 | 0 | 0 | 2.5125 | 0.31936 | 0 | 0.041151 | 0.36051 | -2.152 | 0.14348 | 0.10389 | 0.055975 | 0.09653 | Increased comfort | Reduced environmental impacts from electricity generation | 0 | 0 | 2.5125 | 0.45704 | -2.0555 | 0.1819 | The revised minimum federal efficiency standards for window air conditioners took effect October 1, 2000. The Environmental Protection Agency maintains a list of Energy Star qualifying models at www.epa.gov/energystar | Savings assume that window air conditioner cooling capacity is as specified. | 349.563
Energy Star Window Air Conditioner - Cooling Zone 2 17000 Btu/hr | Unit Must Comply with Energy Star specifications and replace an existing unit. Manufacturer, retailer or consumer rebate, coupon or other incentive. | Residential Dwellings | Cooling Zone 2 | 254.32 | 0 | 0 | 9 | Deemed | 94.0495 | 101.2208 | 0 | 0 | 2.5125 | 0 | 0 | 2.5125 | 0.31936 | 0 | 0.041151 | 0.36051 | -2.152 | 0.14348 | 0.10389 | 0.06797 | 0.09653 | Increased comfort | Reduced environmental impacts from electricity generation | 0 | 0 | 2.5125 | 0.45704 | -2.0555 | 0.1819 | The revised minimum federal efficiency standards for window air conditioners took effect October 1, 2000. The Environmental Protection Agency maintains a list of Energy Star qualifying models at www.epa.gov/energystar | Savings assume that window air conditioner cooling capacity is as specified. | 349.563
Energy Star Window Air Conditioner - Cooling Zone 2 5000 Btu/hr | Unit Must Comply with Energy Star specifications and replace an existing unit. Manufacturer, retailer or consumer rebate, coupon or other incentive. | Residential Dwellings | Cooling Zone 2 | 74.8 | 0 | 0 | 9 | Deemed | 27.6616 | 29.7708 | 0 | 0 | 2.5125 | 0 | 0 | 2.5125 | 0.31936 | 0 | 0.041151 | 0.36051 | -2.152 | 0.14348 | 0.10389 | 0.019991 | 0.09653 | Increased comfort | Reduced environmental impacts from electricity generation | 0 | 0 | 2.5125 | 0.45704 | -2.0555 | 0.1819 | The revised minimum federal efficiency standards for window air conditioners took effect October 1, 2000. The Environmental Protection Agency maintains a list of Energy Star qualifying models at www.epa.gov/energystar | Savings assume that window air conditioner cooling capacity is as specified. | 349.563
Energy Star Window Air Conditioner - Cooling Zone 2 15000 Btu/hr | Unit Must Comply with Energy Star specifications and replace an existing unit. Manufacturer, retailer or consumer rebate, coupon or other incentive. | Residential Dwellings | Cooling Zone 2 | 224.4 | 0 | 0 | 9 | Deemed | 82.9849 | 89.3125 | 0 | 0 | 2.5125 | 0 | 0 | 2.5125 | 0.31936 | 0 | 0.041151 | 0.36051 | -2.152 | 0.14348 | 0.10389 | 0.059973 | 0.09653 | Increased comfort | Reduced environmental impacts from electricity generation | 0 | 0 | 2.5125 | 0.45704 | -2.0555 | 0.1819 | The revised minimum federal efficiency standards for window air conditioners took effect October 1, 2000. The Environmental Protection Agency maintains a list of Energy Star qualifying models at www.epa.gov/energystar | Savings assume that window air conditioner cooling capacity is as specified. | 349.563
Energy Star Window Air Conditioner - Cooling Zone 2 18000 Btu/hr | Unit Must Comply with Energy Star specifications and replace an existing unit. Manufacturer, retailer or consumer rebate, coupon or other incentive. | Residential Dwellings | Cooling Zone 2 | 269.28 | 0 | 0 | 9 | Deemed | 99.5818 | 107.175 | 0 | 0 | 2.5125 | 0 | 0 | 2.5125 | 0.31936 | 0 | 0.041151 | 0.36051 | -2.152 | 0.14348 | 0.10389 | 0.071968 | 0.09653 | Increased comfort | Reduced environmental impacts from electricity generation | 0 | 0 | 2.5125 | 0.45704 | -2.0555 | 0.1819 | The revised minimum federal efficiency standards for window air conditioners took effect October 1, 2000. The Environmental Protection Agency maintains a list of Energy Star qualifying models at www.epa.gov/energystar | Savings assume that window air conditioner cooling capacity is as specified. | 349.563
Energy Star Window Air Conditioner - Cooling Zone 2 20000 Btu/hr | Unit Must Comply with Energy Star specifications and replace an existing unit. Manufacturer, retailer or consumer rebate, coupon or other incentive. | Residential Dwellings | Cooling Zone 2 | 299.2 | 0 | 0 | 9 | Deemed | 110.6465 | 119.0833 | 0 | 0 | 2.5125 | 0 | 0 | 2.5125 | 0.31936 | 0 | 0.041151 | 0.36051 | -2.152 | 0.14348 | 0.10389 | 0.079965 | 0.09653 | Increased comfort | Reduced environmental impacts from electricity generation | 0 | 0 | 2.5125 | 0.45704 | -2.0555 | 0.1819 | The revised minimum federal efficiency standards for window air conditioners took effect October 1, 2000. The Environmental Protection Agency maintains a list of Energy Star qualifying models at www.epa.gov/energystar | Savings assume that window air conditioner cooling capacity is as specified. | 349.563
Energy Star Window Air Conditioner - Cooling Zone 2 9000 Btu/hr | Unit Must Comply with Energy Star specifications and replace an existing unit. Manufacturer, retailer or consumer rebate, coupon or other incentive. | Residential Dwellings | Cooling Zone 2 | 147.06 | 0 | 0 | 9 | Deemed | 48.8265 | 52.5496 | 0 | 0 | 2.7985 | 0 | 0 | 2.7985 | 0.31936 | 0 | 0.041151 | 0.36051 | -2.438 | 0.12882 | 0.10389 | 0.035287 | 0.09653 | Increased comfort | Reduced environmental impacts from electricity generation | 0 | 0 | 2.7985 | 0.45704 | -2.3415 | 0.16332 | The revised minimum federal efficiency standards for window air conditioners took effect October 1, 2000. The Environmental Protection Agency maintains a list of Energy Star qualifying models at www.epa.gov/energystar | Savings assume that window air conditioner cooling capacity is as specified. | 389.3501
Energy Star Window Air Conditioner - Cooling Zone 2 11000 Btu/hr | Unit Must Comply with Energy Star specifications and replace an existing unit. Manufacturer, retailer or consumer rebate, coupon or other incentive. | Residential Dwellings | Cooling Zone 2 | 179.74 | 0 | 0 | 9 | Deemed | 59.6769 | 64.2272 | 0 | 0 | 2.7985 | 0 | 0 | 2.7985 | 0.31936 | 0 | 0.041151 | 0.36051 | -2.438 | 0.12882 | 0.10389 | 0.043129 | 0.09653 | Increased comfort | Reduced environmental impacts from electricity generation | 0 | 0 | 2.7985 | 0.45704 | -2.3415 | 0.16332 | The revised minimum federal efficiency standards for window air conditioners took effect October 1, 2000. The Environmental Protection Agency maintains a list of Energy Star qualifying models at www.epa.gov/energystar | Savings assume that window air conditioner cooling capacity is as specified. | 389.3501
Energy Star Window Air Conditioner - Cooling Zone 2 13000 Btu/hr | Unit Must Comply with Energy Star specifications and replace an existing unit. Manufacturer, retailer or consumer rebate, coupon or other incentive. | Residential Dwellings | Cooling Zone 2 | 212.42 | 0 | 0 | 9 | Deemed | 70.5272 | 75.9049 | 0 | 0 | 2.7985 | 0 | 0 | 2.7985 | 0.31936 | 0 | 0.041151 | 0.36051 | -2.438 | 0.12882 | 0.10389 | 0.05097 | 0.09653 | Increased comfort | Reduced environmental impacts from electricity generation | 0 | 0 | 2.7985 | 0.45704 | -2.3415 | 0.16332 | The revised minimum federal efficiency standards for window air conditioners took effect October 1, 2000. The Environmental Protection Agency maintains a list of Energy Star qualifying models at www.epa.gov/energystar | Savings assume that window air conditioner cooling capacity is as specified. | 389.3501
Energy Star Window Air Conditioner - Cooling Zone 2 8000 Btu/hr | Unit Must Comply with Energy Star specifications and replace an existing unit. Manufacturer, retailer or consumer rebate, coupon or other incentive. | Residential Dwellings | Cooling Zone 2 | 130.72 | 0 | 0 | 9 | Deemed | 43.4014 | 46.7107 | 0 | 0 | 2.7985 | 0 | 0 | 2.7985 | 0.31936 | 0 | 0.041151 | 0.36051 | -2.438 | 0.12882 | 0.10389 | 0.031366 | 0.09653 | Increased comfort | Reduced environmental impacts from electricity generation | 0 | 0 | 2.7985 | 0.45704 | -2.3415 | 0.16332 | The revised minimum federal efficiency standards for window air conditioners took effect October 1, 2000. The Environmental Protection Agency maintains a list of Energy Star qualifying models at www.epa.gov/energystar | Savings assume that window air conditioner cooling capacity is as specified. | 389.3501
Energy Star Window Air Conditioner - Cooling Zone 2 10000 Btu/hr | Unit Must Comply with Energy Star specifications and replace an existing unit. Manufacturer, retailer or consumer rebate, coupon or other incentive. | Residential Dwellings | Cooling Zone 2 | 163.4 | 0 | 0 | 9 | Deemed | 54.2517 | 58.3884 | 0 | 0 | 2.7985 | 0 | 0 | 2.7985 | 0.31936 | 0 | 0.041151 | 0.36051 | -2.438 | 0.12882 | 0.10389 | 0.039208 | 0.09653 | Increased comfort | Reduced environmental impacts from electricity generation | 0 | 0 | 2.7985 | 0.45704 | -2.3415 | 0.16332 | The revised minimum federal efficiency standards for window air conditioners took effect October 1, 2000. The Environmental Protection Agency maintains a list of Energy Star qualifying models at www.epa.gov/energystar | Savings assume that window air conditioner cooling capacity is as specified. | 389.3501
Energy Star Window Air Conditioner - Cooling Zone 2 12000 Btu/hr | Unit Must Comply with Energy Star specifications and replace an existing unit. Manufacturer, retailer or consumer rebate, coupon or other incentive. | Residential Dwellings | Cooling Zone 2 | 196.08 | 0 | 0 | 9 | Deemed | 65.102 | 70.0661 | 0 | 0 | 2.7985 | 0 | 0 | 2.7985 | 0.31936 | 0 | 0.041151 | 0.36051 | -2.438 | 0.12882 | 0.10389 | 0.047049 | 0.09653 | Increased comfort | Reduced environmental impacts from electricity generation | 0 | 0 | 2.7985 | 0.45704 | -2.3415 | 0.16332 | The revised minimum federal efficiency standards for window air conditioners took effect October 1, 2000. The Environmental Protection Agency maintains a list of Energy Star qualifying models at www.epa.gov/energystar | Savings assume that window air conditioner cooling capacity is as specified. | 389.3501
Energy Star Window Air Conditioner - Cooling Zone PNW Average 6000 Btu/hr | Unit Must Comply with Energy Star specifications and replace an existing unit. Manufacturer, retailer or consumer rebate, coupon or other incentive. | Residential Dwellings | Cooling Zone PNW Average | 89.76 | 0 | 0 | 9 | Deemed | 28.0663 | 30.2063 | 0 | 0 | 2.9716 | 0 | 0 | 2.9716 | 0.31936 | 0 | 0.041151 | 0.36051 | -2.6111 | 0.12132 | 0.10389 | 0.020284 | 0.09653 | Increased comfort | Reduced environmental impacts from electricity generation | 0 | 0 | 2.9716 | 0.45704 | -2.5145 | 0.1538 | The revised minimum federal efficiency standards for window air conditioners took effect October 1, 2000. The Environmental Protection Agency maintains a list of Energy Star qualifying models at www.epa.gov/energystar | Savings assume that window air conditioner cooling capacity is as specified. | 413.4276
Energy Star Window Air Conditioner - Cooling Zone PNW Average 16000 Btu/hr | Unit Must Comply with Energy Star specifications and replace an existing unit. Manufacturer, retailer or consumer rebate, coupon or other incentive. | Residential Dwellings | Cooling Zone PNW Average | 239.36 | 0 | 0 | 9 | Deemed | 74.8434 | 80.5502 | 0 | 0 | 2.9716 | 0 | 0 | 2.9716 | 0.31936 | 0 | 0.041151 | 0.36051 | -2.6111 | 0.12132 | 0.10389 | 0.05409 | 0.09653 | Increased comfort | Reduced environmental impacts from electricity generation | 0 | 0 | 2.9716 | 0.45704 | -2.5145 | 0.1538 | The revised minimum federal efficiency standards for window air conditioners took effect October 1, 2000. The Environmental Protection Agency maintains a list of Energy Star qualifying models at www.epa.gov/energystar | Savings assume that window air conditioner cooling capacity is as specified. | 413.4276
Energy Star Window Air Conditioner - Cooling Zone PNW Average 19000 Btu/hr | Unit Must Comply with Energy Star specifications and replace an existing unit. Manufacturer, retailer or consumer rebate, coupon or other incentive. | Residential Dwellings | Cooling Zone PNW Average | 284.24 | 0 | 0 | 9 | Deemed | 88.8766 | 95.6534 | 0 | 0 | 2.9716 | 0 | 0 | 2.9716 | 0.31936 | 0 | 0.041151 | 0.36051 | -2.6111 | 0.12132 | 0.10389 | 0.064231 | 0.09653 | Increased comfort | Reduced environmental impacts from electricity generation | 0 | 0 | 2.9716 | 0.45704 | -2.5145 | 0.1538 | The revised minimum federal efficiency standards for window air conditioners took effect October 1, 2000. The Environmental Protection Agency maintains a list of Energy Star qualifying models at www.epa.gov/energystar | Savings assume that window air conditioner cooling capacity is as specified. | 413.4276
Energy Star Window Air Conditioner - Cooling Zone PNW Average 17000 Btu/hr | Unit Must Comply with Energy Star specifications and replace an existing unit. Manufacturer, retailer or consumer rebate, coupon or other incentive. | Residential Dwellings | Cooling Zone PNW Average | 254.32 | 0 | 0 | 9 | Deemed | 79.5211 | 85.5846 | 0 | 0 | 2.9716 | 0 | 0 | 2.9716 | 0.31936 | 0 | 0.041151 | 0.36051 | -2.6111 | 0.12132 | 0.10389 | 0.05747 | 0.09653 | Increased comfort | Reduced environmental impacts from electricity generation | 0 | 0 | 2.9716 | 0.45704 | -2.5145 | 0.1538 | The revised minimum federal efficiency standards for window air conditioners took effect October 1, 2000. The Environmental Protection Agency maintains a list of Energy Star qualifying models at www.epa.gov/energystar | Savings assume that window air conditioner cooling capacity is as specified. | 413.4276
Energy Star Window Air Conditioner - Cooling Zone PNW Average 5000 Btu/hr | Unit Must Comply with Energy Star specifications and replace an existing unit. Manufacturer, retailer or consumer rebate, coupon or other incentive. | Residential Dwellings | Cooling Zone PNW Average | 74.8 | 0 | 0 | 9 | Deemed | 23.3886 | 25.172 | 0 | 0 | 2.9716 | 0 | 0 | 2.9716 | 0.31936 | 0 | 0.041151 | 0.36051 | -2.6111 | 0.12132 | 0.10389 | 0.016903 | 0.09653 | Increased comfort | Reduced environmental impacts from electricity generation | 0 | 0 | 2.9716 | 0.45704 | -2.5145 | 0.1538 | The revised minimum federal efficiency standards for window air conditioners took effect October 1, 2000. The Environmental Protection Agency maintains a list of Energy Star qualifying models at www.epa.gov/energystar | Savings assume that window air conditioner cooling capacity is as specified. | 413.4276
Energy Star Window Air Conditioner - Cooling Zone PNW Average 15000 Btu/hr | Unit Must Comply with Energy Star specifications and replace an existing unit. Manufacturer, retailer or consumer rebate, coupon or other incentive. | Residential Dwellings | Cooling Zone PNW Average | 224.4 | 0 | 0 | 9 | Deemed | 70.1657 | 75.5159 | 0 | 0 | 2.9716 | 0 | 0 | 2.9716 | 0.31936 | 0 | 0.041151 | 0.36051 | -2.6111 | 0.12132 | 0.10389 | 0.050709 | 0.09653 | Increased comfort | Reduced environmental impacts from electricity generation | 0 | 0 | 2.9716 | 0.45704 | -2.5145 | 0.1538 | The revised minimum federal efficiency standards for window air conditioners took effect October 1, 2000. The Environmental Protection Agency maintains a list of Energy Star qualifying models at www.epa.gov/energystar | Savings assume that window air conditioner cooling capacity is as specified. | 413.4276
Energy Star Window Air Conditioner - Cooling Zone PNW Average 18000 Btu/hr | Unit Must Comply with Energy Star specifications and replace an existing unit. Manufacturer, retailer or consumer rebate, coupon or other incentive. | Residential Dwellings | Cooling Zone PNW Average | 269.28 | 0 | 0 | 9 | Deemed | 84.1989 | 90.619 | 0 | 0 | 2.9716 | 0 | 0 | 2.9716 | 0.31936 | 0 | 0.041151 | 0.36051 | -2.6111 | 0.12132 | 0.10389 | 0.060851 | 0.09653 | Increased comfort | Reduced environmental impacts from electricity generation | 0 | 0 | 2.9716 | 0.45704 | -2.5145 | 0.1538 | The revised minimum federal efficiency standards for window air conditioners took effect October 1, 2000. The Environmental Protection Agency maintains a list of Energy Star qualifying models at www.epa.gov/energystar | Savings assume that window air conditioner cooling capacity is as specified. | 413.4276
Energy Star Window Air Conditioner - Cooling Zone PNW Average 20000 Btu/hr | Unit Must Comply with Energy Star specifications and replace an existing unit. Manufacturer, retailer or consumer rebate, coupon or other incentive. | Residential Dwellings | Cooling Zone PNW Average | 299.2 | 0 | 0 | 9 | Deemed | 93.5543 | 100.6878 | 0 | 0 | 2.9716 | 0 | 0 | 2.9716 | 0.31936 | 0 | 0.041151 | 0.36051 | -2.6111 | 0.12132 | 0.10389 | 0.067612 | 0.09653 | Increased comfort | Reduced environmental impacts from electricity generation | 0 | 0 | 2.9716 | 0.45704 | -2.5145 | 0.1538 | The revised minimum federal efficiency standards for window air conditioners took effect October 1, 2000. The Environmental Protection Agency maintains a list of Energy Star qualifying models at www.epa.gov/energystar | Savings assume that window air conditioner cooling capacity is as specified. | 413.4276
Energy Star Window Air Conditioner - Cooling Zone PNW Average 7000 Btu/hr | Unit Must Comply with Energy Star specifications and replace an existing unit. Manufacturer, retailer or consumer rebate, coupon or other incentive. | Residential Dwellings | Cooling Zone PNW Average | 104.72 | 0 | 0 | 9 | Deemed | 32.744 | 35.2407 | 0 | 0 | 2.9716 | 0 | 0 | 2.9716 | 0.31936 | 0 | 0.041151 | 0.36051 | -2.6111 | 0.12132 | 0.10389 | 0.023664 | 0.09653 | Increased comfort | Reduced environmental impacts from electricity generation | 0 | 0 | 2.9716 | 0.45704 | -2.5145 | 0.1538 | The revised minimum federal efficiency standards for window air conditioners took effect October 1, 2000. The Environmental Protection Agency maintains a list of Energy Star qualifying models at www.epa.gov/energystar | Savings assume that window air conditioner cooling capacity is as specified. | 413.4276
Energy Star Window Air Conditioner - Cooling Zone PNW Average 14000 Btu/hr | Unit Must Comply with Energy Star specifications and replace an existing unit. Manufacturer, retailer or consumer rebate, coupon or other incentive. | Residential Dwellings | Cooling Zone PNW Average | 209.44 | 0 | 0 | 9 | Deemed | 65.488 | 70.4815 | 0 | 0 | 2.9716 | 0 | 0 | 2.9716 | 0.31936 | 0 | 0.041151 | 0.36051 | -2.6111 | 0.12132 | 0.10389 | 0.047328 | 0.09653 | Increased comfort | Reduced environmental impacts from electricity generation | 0 | 0 | 2.9716 | 0.45704 | -2.5145 | 0.1538 | The revised minimum federal efficiency standards for window air conditioners took effect October 1, 2000. The Environmental Protection Agency maintains a list of Energy Star qualifying models at www.epa.gov/energystar | Savings assume that window air conditioner cooling capacity is as specified. | 413.4276
Energy Star Window Air Conditioner - Cooling Zone PNW Average 9000 Btu/hr | Unit Must Comply with Energy Star specifications and replace an existing unit. Manufacturer, retailer or consumer rebate, coupon or other incentive. | Residential Dwellings | Cooling Zone PNW Average | 147.06 | 0 | 0 | 9 | Deemed | 41.284 | 44.4319 | 0 | 0 | 3.3098 | 0 | 0 | 3.3098 | 0.31936 | 0 | 0.041151 | 0.36051 | -2.9493 | 0.10892 | 0.10389 | 0.029836 | 0.09653 | Increased comfort | Reduced environmental impacts from electricity generation | 0 | 0 | 3.3098 | 0.45704 | -2.8527 | 0.13809 | The revised minimum federal efficiency standards for window air conditioners took effect October 1, 2000. The Environmental Protection Agency maintains a list of Energy Star qualifying models at www.epa.gov/energystar | Savings assume that window air conditioner cooling capacity is as specified. | 460.4837
Energy Star Window Air Conditioner - Cooling Zone PNW Average 11000 Btu/hr | Unit Must Comply with Energy Star specifications and replace an existing unit. Manufacturer, retailer or consumer rebate, coupon or other incentive. | Residential Dwellings | Cooling Zone PNW Average | 179.74 | 0 | 0 | 9 | Deemed | 50.4582 | 54.3057 | 0 | 0 | 3.3098 | 0 | 0 | 3.3098 | 0.31936 | 0 | 0.041151 | 0.36051 | -2.9493 | 0.10892 | 0.10389 | 0.036466 | 0.09653 | Increased comfort | Reduced environmental impacts from electricity generation | 0 | 0 | 3.3098 | 0.45704 | -2.8527 | 0.13809 | The revised minimum federal efficiency standards for window air conditioners took effect October 1, 2000. The Environmental Protection Agency maintains a list of Energy Star qualifying models at www.epa.gov/energystar | Savings assume that window air conditioner cooling capacity is as specified. | 460.4836
Energy Star Window Air Conditioner - Cooling Zone PNW Average 13000 Btu/hr | Unit Must Comply with Energy Star specifications and replace an existing unit. Manufacturer, retailer or consumer rebate, coupon or other incentive. | Residential Dwellings | Cooling Zone PNW Average | 212.42 | 0 | 0 | 9 | Deemed | 59.6325 | 64.1794 | 0 | 0 | 3.3098 | 0 | 0 | 3.3098 | 0.31936 | 0 | 0.041151 | 0.36051 | -2.9493 | 0.10892 | 0.10389 | 0.043097 | 0.09653 | Increased comfort | Reduced environmental impacts from electricity generation | 0 | 0 | 3.3098 | 0.45704 | -2.8527 | 0.13809 | The revised minimum federal efficiency standards for window air conditioners took effect October 1, 2000. The Environmental Protection Agency maintains a list of Energy Star qualifying models at www.epa.gov/energystar | Savings assume that window air conditioner cooling capacity is as specified. | 460.4837
Energy Star Window Air Conditioner - Cooling Zone PNW Average 10000 Btu/hr | Unit Must Comply with Energy Star specifications and replace an existing unit. Manufacturer, retailer or consumer rebate, coupon or other incentive. | Residential Dwellings | Cooling Zone PNW Average | 163.4 | 0 | 0 | 9 | Deemed | 45.8711 | 49.3688 | 0 | 0 | 3.3098 | 0 | 0 | 3.3098 | 0.31936 | 0 | 0.041151 | 0.36051 | -2.9493 | 0.10892 | 0.10389 | 0.033151 | 0.09653 | Increased comfort | Reduced environmental impacts from electricity generation | 0 | 0 | 3.3098 | 0.45704 | -2.8527 | 0.13809 | The revised minimum federal efficiency standards for window air conditioners took effect October 1, 2000. The Environmental Protection Agency maintains a list of Energy Star qualifying models at www.epa.gov/energystar | Savings assume that window air conditioner cooling capacity is as specified. | 460.4837
Energy Star Window Air Conditioner - Cooling Zone PNW Average 8000 Btu/hr | Unit Must Comply with Energy Star specifications and replace an existing unit. Manufacturer, retailer or consumer rebate, coupon or other incentive. | Residential Dwellings | Cooling Zone PNW Average | 130.72 | 0 | 0 | 9 | Deemed | 36.6969 | 39.495 | 0 | 0 | 3.3098 | 0 | 0 | 3.3098 | 0.31936 | 0 | 0.041151 | 0.36051 | -2.9493 | 0.10892 | 0.10389 | 0.026521 | 0.09653 | Increased comfort | Reduced environmental impacts from electricity generation | 0 | 0 | 3.3098 | 0.45704 | -2.8527 | 0.13809 | The revised minimum federal efficiency standards for window air conditioners took effect October 1, 2000. The Environmental Protection Agency maintains a list of Energy Star qualifying models at www.epa.gov/energystar | Savings assume that window air conditioner cooling capacity is as specified. | 460.4837
Energy Star Window Air Conditioner - Cooling Zone PNW Average 12000 Btu/hr | Unit Must Comply with Energy Star specifications and replace an existing unit. Manufacturer, retailer or consumer rebate, coupon or other incentive. | Residential Dwellings | Cooling Zone PNW Average | 196.08 | 0 | 0 | 9 | Deemed | 55.0454 | 59.2426 | 0 | 0 | 3.3098 | 0 | 0 | 3.3098 | 0.31936 | 0 | 0.041151 | 0.36051 | -2.9493 | 0.10892 | 0.10389 | 0.039781 | 0.09653 | Increased comfort | Reduced environmental impacts from electricity generation | 0 | 0 | 3.3098 | 0.45704 | -2.8527 | 0.13809 | The revised minimum federal efficiency standards for window air conditioners took effect October 1, 2000. The Environmental Protection Agency maintains a list of Energy Star qualifying models at www.epa.gov/energystar | Savings assume that window air conditioner cooling capacity is as specified. | 460.4837
Note on X3: Tom Eckman: This is the ratio of the average energy use per hour to the peak energy use per hour of individual or groups of end uses of electricity. End uses that have low load factors (e.g. air conditioning) require larger capital investments in distribution systems per unit of energy sold, because these end uses only operate during short periods of the year compared to end uses that have high load factors (e.g., refrigerators) which operating all year long.
Note on Y3: Tom Eckman: Reduction in local distribution system peak load resulting from installation of technology, measure or practice
Note on Z3: Tom Eckman: Present value cost of deferred capital expenditures for local distribution system
Note on AA3: Tom Eckman: Qualitative or quantitative estimate of end-user benefits, excluding electricity savings, e.g. gallons of water saved.
Note on AB3: Tom Eckman: Qualitative or quantitative estimate of any non-electric power system benefits associated with the technology, measure or practice, e.g. reduced wastewater treatment costs.
Note on AD3: Tom Eckman: Present value of cost of carbon emissions, based on $15/ton.
Note on AE3: Tom Eckman: Total present value of all cost associated with the installation and maintenance of the technology, measure or practice over its expected life.
Note on AG3: Tom Eckman: Present value of all benefits associated with a technology, measure or practice, including non-power system benefits and environmental externalities benefits.
Note on AH3: Tom Eckman: Ratio of present value of total societal benefits to total societal costs of technology, measure or practice.
Note on AI3: Tom Eckman: Description of program and or activities that are associated with the technology, measure or practice, such as tax credits, Northwest Energy Efficiency Alliance market transformation programs.
Note on AJ3: Tom Eckman: Special notes regarding factors that might impact a particular technology, measure or practices cost, savings or use. For example, potential changes in federal standards or local codes or anticipated improvements in technology.
Note on A3: Tom Eckman: Description of conservation or renewable resource technology, measure or practice.
Note on B3: Tom Eckman: Description of program through which technology, measure or practice will be delivered, including reference to relevant quality assurance specifications
Note on C3: Tom Eckman: Sector, sub-sector and end-use affected (e.g. single family homes with electric heat
Note on D3: Tom Eckman: Climate zone or geographic area in the PNW
Note on E3: Tom Eckman: Total capital cost of technology, measure or practice. For conservation this cost is usually the incremental cost of the technology, measure or practice over the less efficient alternative.
Note on F3: Tom Eckman: Additional cost over the normal cost of operation and maintenance.
Note on G3: Tom Eckman: Present value of the incremental cost of periodic capital replacements needed to maintain technology, measure or practice, e.g. heat pump compressor replacements.
Note on H3: Tom Eckman: Expected service life of the technology, measure or practice
Note on I3: Tom Eckman: If savings are deemed, they can be claimed without further analysis or data. If savings are not deemed they must be estimated using either one of the RTF's "deemed" calculation methods and/or evaluation protocols.
Note on J3: Tom Eckman: Does not include transmission and distribution system line losses.
Note on K3: Tom Eckman: Includes transmission and distribution system line losses.
Note on L3: Tom Eckman: This is the ratio of the peak demand of individual or groups of end uses of electricity at the regional bulk power transmission system's time of peak demand to the end uses non-coincident peak demand. The Northwest's bulk power transmission system's peak usage occurs during the winter. Conservation measures and renewable resources that reduce demand on the bulk power transmission system during its time of maximum demand (e.g. space heating conservation savings) are more value than those that those that reduce demand during the summer (e.g. air conditioning conservation savings).
Note on M3: Tom Eckman: Bulk transmission peak KW reduction associated with technology, measure or practice
Note on N3: Tom Eckman: Present value of incremental cost when financed and amortized based on assumptions on ProData Tab
Note on O3: Tom Eckman: Present value of annual O&M when discounted at rate assumed on ProData Tab over Program Life. Includes PV of Periodic O&M.
Note on Q3: Tom Eckman: Sum of PV Incremental cost and incremental O&M cost.
Note on R3: Tom Eckman: Present value of avoided wholesale electricity supplies over the expected life of the technology, measure or practice.
Note on S3: Tom Eckman: Benefit assumes an avoided cost of $3.00 kW year for regional bulk transmission system captial cost deferral due to reduced peak kW demand.
Note on U3: Tom Eckman: Sum of the present value of all bulk power system benefits, plus Power Act's Conservation Credit, if appliable.
Note on V3: Tom Eckman: Present value of all bulk power system benefits minus present value of all costs associated with technology, measure or practice.
Note on W3: Tom Eckman: Ratio of all present value bulk power system benefits to the present value of all costs associated with technology, measure or practice. Ratio's less than one indicate that the technology, measure or practice is not cost-effective from the bulk power system's perspective.

## ProData
Program Parameters |  | Sponsor Parameters
Program Life (yrs) | 9 |  |  | Spon 1 | Spon 2 | Spon 3 | Cust
Program Start Date | 2001 | Real AT Cost of Cap |  | 7% | 5% | 4.75% | 5%
Present Value Time Zero | 2000 | Financial Life (yrs) |  | 10 | 10 | 15 | 1
Cost Reference Yr | 2000 | Weight |  | 0% | 0% | 100%
Real Discount Rate | 4.75%
Inflation Rate (Currently NA) | 0% | Run Tabs: |  | TRUE
Capital Real Escalation Rt | 0% | MeasureTable | FALSE
Sponsor Share of First Cost | 100% | WAC | TRUE
Sponsor Share of Replace Cost | 0% | Window AC | FALSE
Sponsor Share of O&M | 0% | Price vs. EER Regressions | FALSE
Last Sponsor O&M Yr | 9 | Lookup Table | FALSE
Bulk Power T&D Loss Factor | 2.5% | Energy Star Room AC Models | FALSE
Bulk Power T&D Credit ($/kw-yr) | 3 | CEC Room AC Data | FALSE
Local Power T&D Loss Factor | 5% | Circuit City Prices | FALSE
Local Power T&D Credit ($/kw-yr) | 20 | E-Shop Prices | FALSE
Externalities Credit (m/kwh) | 0 | Netmarket.com Prices | FALSE
Regional Act C/E Credit (%) | 10%
Admin Cost (% of First Cost) | 20%
Cost Coeff of Variation | 25%
Marg Cost / Save Shape File | R:\TE\New Plan\Residential Resource Assessment\MC_AND_LOADSHAPE.XLS
Electric Marginal Cost Tab | 5th Plan Draft 092802
Savings Shape Tab | Conservation Load Shapes
Note on B7: Currently not used, Hardwired in code to zero until chance to fully implement.

## WAC
Data Set Name
Window AC Upgrades
Input Data | [7 empty] | Periodic O&M
Category Name | Measure Name | Savings (kwh/yr) | Phys Life (yrs) | Capital Cost ($) | Annual O&M ($) | Shape Pointer | Non-E Val ($/yr) | Cost 1 ($) | Period 1 | Cost 2 ($) | Period 2 | Cost 3 ($) | Period 3
Energy Star Window Air Conditioner - Cooling Zone 1 5000 Btu/hr | Energy Star WAC - Cooling Zone 1 5000 Btu/hr | 15.4037 | 9 | 74.8 | 0 | ResWACZ1
Energy Star Window Air Conditioner - Cooling Zone 1 6000 Btu/hr | Energy Star WAC - Cooling Zone 1 6000 Btu/hr | 18.4844 | 9 | 89.76 | 0 | ResWACZ1
Energy Star Window Air Conditioner - Cooling Zone 1 7000 Btu/hr | Energy Star WAC - Cooling Zone 1 7000 Btu/hr | 21.5652 | 9 | 104.72 | 0 | ResWACZ1
Energy Star Window Air Conditioner - Cooling Zone 1 8000 Btu/hr | Energy Star WAC - Cooling Zone 1 8000 Btu/hr | 24.1686 | 9 | 130.72 | 0 | ResWACZ1
Energy Star Window Air Conditioner - Cooling Zone 1 9000 Btu/hr | Energy Star WAC - Cooling Zone 1 9000 Btu/hr | 27.1896 | 9 | 147.06 | 0 | ResWACZ1
Energy Star Window Air Conditioner - Cooling Zone 1 10000 Btu/hr | Energy Star WAC - Cooling Zone 1 10000 Btu/hr | 30.2107 | 9 | 163.4 | 0 | ResWACZ1
Energy Star Window Air Conditioner - Cooling Zone 1 11000 Btu/hr | Energy Star WAC - Cooling Zone 1 11000 Btu/hr | 33.2318 | 9 | 179.74 | 0 | ResWACZ1
Energy Star Window Air Conditioner - Cooling Zone 1 12000 Btu/hr | Energy Star WAC - Cooling Zone 1 12000 Btu/hr | 36.2528 | 9 | 196.08 | 0 | ResWACZ1
Energy Star Window Air Conditioner - Cooling Zone 1 13000 Btu/hr | Energy Star WAC - Cooling Zone 1 13000 Btu/hr | 39.2739 | 9 | 212.42 | 0 | ResWACZ1
Energy Star Window Air Conditioner - Cooling Zone 1 14000 Btu/hr | Energy Star WAC - Cooling Zone 1 14000 Btu/hr | 43.1304 | 9 | 209.44 | 0 | ResWACZ1
Energy Star Window Air Conditioner - Cooling Zone 1 15000 Btu/hr | Energy Star WAC - Cooling Zone 1 15000 Btu/hr | 46.2111 | 9 | 224.4 | 0 | ResWACZ1
Energy Star Window Air Conditioner - Cooling Zone 1 16000 Btu/hr | Energy Star WAC - Cooling Zone 1 16000 Btu/hr | 49.2918 | 9 | 239.36 | 0 | ResWACZ1
Energy Star Window Air Conditioner - Cooling Zone 1 17000 Btu/hr | Energy Star WAC - Cooling Zone 1 17000 Btu/hr | 52.3726 | 9 | 254.32 | 0 | ResWACZ1
Energy Star Window Air Conditioner - Cooling Zone 1 18000 Btu/hr | Energy Star WAC - Cooling Zone 1 18000 Btu/hr | 55.4533 | 9 | 269.28 | 0 | ResWACZ1
Energy Star Window Air Conditioner - Cooling Zone 1 19000 Btu/hr | Energy Star WAC - Cooling Zone 1 19000 Btu/hr | 58.5341 | 9 | 284.24 | 0 | ResWACZ1
Energy Star Window Air Conditioner - Cooling Zone 1 20000 Btu/hr | Energy Star WAC - Cooling Zone 1 20000 Btu/hr | 61.6148 | 9 | 299.2 | 0 | ResWACZ1
Energy Star Window Air Conditioner - Cooling Zone 2 5000 Btu/hr | Energy Star WAC - Cooling Zone 2 5000 Btu/hr | 27.6616 | 9 | 74.8 | 0 | ResWACZ2
Energy Star Window Air Conditioner - Cooling Zone 2 6000 Btu/hr | Energy Star WAC - Cooling Zone 2 6000 Btu/hr | 33.1939 | 9 | 89.76 | 0 | ResWACZ2
Energy Star Window Air Conditioner - Cooling Zone 2 7000 Btu/hr | Energy Star WAC - Cooling Zone 2 7000 Btu/hr | 38.7263 | 9 | 104.72 | 0 | ResWACZ2
Energy Star Window Air Conditioner - Cooling Zone 2 8000 Btu/hr | Energy Star WAC - Cooling Zone 2 8000 Btu/hr | 43.4014 | 9 | 130.72 | 0 | ResWACZ2
Energy Star Window Air Conditioner - Cooling Zone 2 9000 Btu/hr | Energy Star WAC - Cooling Zone 2 9000 Btu/hr | 48.8265 | 9 | 147.06 | 0 | ResWACZ2
Energy Star Window Air Conditioner - Cooling Zone 2 10000 Btu/hr | Energy Star WAC - Cooling Zone 2 10000 Btu/hr | 54.2517 | 9 | 163.4 | 0 | ResWACZ2
Energy Star Window Air Conditioner - Cooling Zone 2 11000 Btu/hr | Energy Star WAC - Cooling Zone 2 11000 Btu/hr | 59.6769 | 9 | 179.74 | 0 | ResWACZ2
Energy Star Window Air Conditioner - Cooling Zone 2 12000 Btu/hr | Energy Star WAC - Cooling Zone 2 12000 Btu/hr | 65.102 | 9 | 196.08 | 0 | ResWACZ2
Energy Star Window Air Conditioner - Cooling Zone 2 13000 Btu/hr | Energy Star WAC - Cooling Zone 2 13000 Btu/hr | 70.5272 | 9 | 212.42 | 0 | ResWACZ2
Energy Star Window Air Conditioner - Cooling Zone 2 14000 Btu/hr | Energy Star WAC - Cooling Zone 2 14000 Btu/hr | 77.4525 | 9 | 209.44 | 0 | ResWACZ2
Energy Star Window Air Conditioner - Cooling Zone 2 15000 Btu/hr | Energy Star WAC - Cooling Zone 2 15000 Btu/hr | 82.9849 | 9 | 224.4 | 0 | ResWACZ2
Energy Star Window Air Conditioner - Cooling Zone 2 16000 Btu/hr | Energy Star WAC - Cooling Zone 2 16000 Btu/hr | 88.5172 | 9 | 239.36 | 0 | ResWACZ2
Energy Star Window Air Conditioner - Cooling Zone 2 17000 Btu/hr | Energy Star WAC - Cooling Zone 2 17000 Btu/hr | 94.0495 | 9 | 254.32 | 0 | ResWACZ2
Energy Star Window Air Conditioner - Cooling Zone 2 18000 Btu/hr | Energy Star WAC - Cooling Zone 2 18000 Btu/hr | 99.5818 | 9 | 269.28 | 0 | ResWACZ2
Energy Star Window Air Conditioner - Cooling Zone 2 19000 Btu/hr | Energy Star WAC - Cooling Zone 2 19000 Btu/hr | 105.1142 | 9 | 284.24 | 0 | ResWACZ2
Energy Star Window Air Conditioner - Cooling Zone 2 20000 Btu/hr | Energy Star WAC - Cooling Zone 2 20000 Btu/hr | 110.6465 | 9 | 299.2 | 0 | ResWACZ2
Energy Star Window Air Conditioner - Cooling Zone 3 5000 Btu/hr | Energy Star WAC - Cooling Zone 3 5000 Btu/hr | 47.6925 | 9 | 74.8 | 0 | ResWACZ3
Energy Star Window Air Conditioner - Cooling Zone 3 6000 Btu/hr | Energy Star WAC - Cooling Zone 3 6000 Btu/hr | 57.2309 | 9 | 89.76 | 0 | ResWACZ3
Energy Star Window Air Conditioner - Cooling Zone 3 7000 Btu/hr | Energy Star WAC - Cooling Zone 3 7000 Btu/hr | 66.7694 | 9 | 104.72 | 0 | ResWACZ3
Energy Star Window Air Conditioner - Cooling Zone 3 8000 Btu/hr | Energy Star WAC - Cooling Zone 3 8000 Btu/hr | 74.8299 | 9 | 130.72 | 0 | ResWACZ3
Energy Star Window Air Conditioner - Cooling Zone 3 9000 Btu/hr | Energy Star WAC - Cooling Zone 3 9000 Btu/hr | 84.1837 | 9 | 147.06 | 0 | ResWACZ3
Energy Star Window Air Conditioner - Cooling Zone 3 10000 Btu/hr | Energy Star WAC - Cooling Zone 3 10000 Btu/hr | 93.5374 | 9 | 163.4 | 0 | ResWACZ3
Energy Star Window Air Conditioner - Cooling Zone 3 11000 Btu/hr | Energy Star WAC - Cooling Zone 3 11000 Btu/hr | 102.8912 | 9 | 179.74 | 0 | ResWACZ3
Energy Star Window Air Conditioner - Cooling Zone 3 12000 Btu/hr | Energy Star WAC - Cooling Zone 3 12000 Btu/hr | 112.2449 | 9 | 196.08 | 0 | ResWACZ3
Energy Star Window Air Conditioner - Cooling Zone 3 13000 Btu/hr | Energy Star WAC - Cooling Zone 3 13000 Btu/hr | 121.5986 | 9 | 212.42 | 0 | ResWACZ3
Energy Star Window Air Conditioner - Cooling Zone 3 14000 Btu/hr | Energy Star WAC - Cooling Zone 3 14000 Btu/hr | 133.5389 | 9 | 209.44 | 0 | ResWACZ3
Energy Star Window Air Conditioner - Cooling Zone 3 15000 Btu/hr | Energy Star WAC - Cooling Zone 3 15000 Btu/hr | 143.0774 | 9 | 224.4 | 0 | ResWACZ3
Energy Star Window Air Conditioner - Cooling Zone 3 16000 Btu/hr | Energy Star WAC - Cooling Zone 3 16000 Btu/hr | 152.6159 | 9 | 239.36 | 0 | ResWACZ3
Energy Star Window Air Conditioner - Cooling Zone 3 17000 Btu/hr | Energy Star WAC - Cooling Zone 3 17000 Btu/hr | 162.1544 | 9 | 254.32 | 0 | ResWACZ3
Energy Star Window Air Conditioner - Cooling Zone 3 18000 Btu/hr | Energy Star WAC - Cooling Zone 3 18000 Btu/hr | 171.6928 | 9 | 269.28 | 0 | ResWACZ3
Energy Star Window Air Conditioner - Cooling Zone 3 19000 Btu/hr | Energy Star WAC - Cooling Zone 3 19000 Btu/hr | 181.2313 | 9 | 284.24 | 0 | ResWACZ3
Energy Star Window Air Conditioner - Cooling Zone 3 20000 Btu/hr | Energy Star WAC - Cooling Zone 3 20000 Btu/hr | 190.7698 | 9 | 299.2 | 0 | ResWACZ3
Energy Star Window Air Conditioner - Cooling Zone PNW Average 5000 Btu/hr | Energy Star WAC - Cooling Zone PNW Average 5000 Btu/hr | 23.3886 | 9 | 74.8 | 0 | ResWACPNW
Energy Star Window Air Conditioner - Cooling Zone PNW Average 6000 Btu/hr | Energy Star WAC - Cooling Zone PNW Average 6000 Btu/hr | 28.0663 | 9 | 89.76 | 0 | ResWACPNW
Energy Star Window Air Conditioner - Cooling Zone PNW Average 7000 Btu/hr | Energy Star WAC - Cooling Zone PNW Average 7000 Btu/hr | 32.744 | 9 | 104.72 | 0 | ResWACPNW
Energy Star Window Air Conditioner - Cooling Zone PNW Average 8000 Btu/hr | Energy Star WAC - Cooling Zone PNW Average 8000 Btu/hr | 36.6969 | 9 | 130.72 | 0 | ResWACPNW
Energy Star Window Air Conditioner - Cooling Zone PNW Average 9000 Btu/hr | Energy Star WAC - Cooling Zone PNW Average 9000 Btu/hr | 41.284 | 9 | 147.06 | 0 | ResWACPNW
Energy Star Window Air Conditioner - Cooling Zone PNW Average 10000 Btu/hr | Energy Star WAC - Cooling Zone PNW Average 10000 Btu/hr | 45.8711 | 9 | 163.4 | 0 | ResWACPNW
Energy Star Window Air Conditioner - Cooling Zone PNW Average 11000 Btu/hr | Energy Star WAC - Cooling Zone PNW Average 11000 Btu/hr | 50.4582 | 9 | 179.74 | 0 | ResWACPNW
Energy Star Window Air Conditioner - Cooling Zone PNW Average 12000 Btu/hr | Energy Star WAC - Cooling Zone PNW Average 12000 Btu/hr | 55.0454 | 9 | 196.08 | 0 | ResWACPNW
Energy Star Window Air Conditioner - Cooling Zone PNW Average 13000 Btu/hr | Energy Star WAC - Cooling Zone PNW Average 13000 Btu/hr | 59.6325 | 9 | 212.42 | 0 | ResWACPNW
Energy Star Window Air Conditioner - Cooling Zone PNW Average 14000 Btu/hr | Energy Star WAC - Cooling Zone PNW Average 14000 Btu/hr | 65.488 | 9 | 209.44 | 0 | ResWACPNW
Energy Star Window Air Conditioner - Cooling Zone PNW Average 15000 Btu/hr | Energy Star WAC - Cooling Zone PNW Average 15000 Btu/hr | 70.1657 | 9 | 224.4 | 0 | ResWACPNW
Energy Star Window Air Conditioner - Cooling Zone PNW Average 16000 Btu/hr | Energy Star WAC - Cooling Zone PNW Average 16000 Btu/hr | 74.8434 | 9 | 239.36 | 0 | ResWACPNW
Energy Star Window Air Conditioner - Cooling Zone PNW Average 17000 Btu/hr | Energy Star WAC - Cooling Zone PNW Average 17000 Btu/hr | 79.5211 | 9 | 254.32 | 0 | ResWACPNW
Energy Star Window Air Conditioner - Cooling Zone PNW Average 18000 Btu/hr | Energy Star WAC - Cooling Zone PNW Average 18000 Btu/hr | 84.1989 | 9 | 269.28 | 0 | ResWACPNW
Energy Star Window Air Conditioner - Cooling Zone PNW Average 19000 Btu/hr | Energy Star WAC - Cooling Zone PNW Average 19000 Btu/hr | 88.8766 | 9 | 284.24 | 0 | ResWACPNW
Energy Star Window Air Conditioner - Cooling Zone PNW Average 20000 Btu/hr | Energy Star WAC - Cooling Zone PNW Average 20000 Btu/hr | 93.5543 | 9 | 299.2 | 0 | ResWACPNW
ProCost Results, Version 1.70a: JPH 03/07/01, 10:58 AM 10/21/2002
Measure Results (2000 $) |  | Measure Input Data | [7 empty] | Savings |  |  | PV Capital |  |  |  | PV O&M |  | Total PV Costs |  |  |  |  | Levelized Cost (mills/kwh) |  |  |  |  | PV Bulk Power System Benefits | [5 empty] | PV Regional Benefits
Category | Measure | Measure Life | Site Savings (kWh) | Capital Cost ($/unit) | Annual O&M Cost ($/unit) | PV Per. Repl. Cost ($/unit) | Load Shape | Div. Load Factor | Bulk Pwr Coin. Factor | Bulk Energy (kWh) | Bulk Demand (kw) | Local Demand (kW) | Spon 1 | Spon 2 | Spon 3 | Cust | Utility | Cust | Spon 1 | Spon 2 | Spon 3 | Cust | Total | Spon 1 | Spon 2 | Spon 3 | Cust | Total | Energy | Bulk T&D Def. Cap. | Act C-E Credit | Total System Benefit | Total non-Consumer Cost | Bulk System B/C Ratio | Local T&D Def.Cap. | Non-E Value | Exter-nalities | Total Regional Benefit | Total Regional Cost | Total Regional B/C Ratio
Energy Star Window Air Conditioner - Cooling Zone 1 5000 Btu/hr | Energy Star WAC - Cooling Zone 1 5000 Btu/hr | 9 | 15.4037 | 74.8 | 0 | 0 | ResWACZ1 | 0.17 | 0 | 16.5782 | 0 | 0.011132 |  |  | 74.8 | 0 | 0 | 0 | 0 | 0 | 74.8 | 0 | 74.8 | 0 | 0 | 627.7375 | 0 | 627.7376 | 5.0955 | 0 | 0.66232 | 5.7578 | 74.8 | 0.076976 | 1.6003 | 0 | 0 | 7.3581 | 74.8 | 0.09837
Energy Star Window Air Conditioner - Cooling Zone 1 6000 Btu/hr | Energy Star WAC - Cooling Zone 1 6000 Btu/hr | 9 | 18.4844 | 89.76 | 0 | 0 | ResWACZ1 | 0.17 | 0 | 19.8939 | 0 | 0.013359 |  |  | 89.76 | 0 | 0 | 0 | 0 | 0 | 89.76 | 0 | 89.76 | 0 | 0 | 627.7375 | 0 | 627.7376 | 6.1146 | 0 | 0.79479 | 6.9094 | 89.76 | 0.076976 | 1.9204 | 0 | 0 | 8.8297 | 89.76 | 0.09837
Energy Star Window Air Conditioner - Cooling Zone 1 7000 Btu/hr | Energy Star WAC - Cooling Zone 1 7000 Btu/hr | 9 | 21.5652 | 104.72 | 0 | 0 | ResWACZ1 | 0.17 | 0 | 23.2095 | 0 | 0.015585 |  |  | 104.72 | 0 | 0 | 0 | 0 | 0 | 104.72 | 0 | 104.72 | 0 | 0 | 627.7375 | 0 | 627.7376 | 7.1337 | 0 | 0.92725 | 8.0609 | 104.72 | 0.076976 | 2.2404 | 0 | 0 | 10.3013 | 104.72 | 0.09837
Energy Star Window Air Conditioner - Cooling Zone 1 8000 Btu/hr | Energy Star WAC - Cooling Zone 1 8000 Btu/hr | 9 | 24.1686 | 130.72 | 0 | 0 | ResWACZ1 | 0.17 | 0 | 26.0114 | 0 | 0.017467 |  |  | 130.72 | 0 | 0 | 0 | 0 | 0 | 130.72 | 0 | 130.72 | 0 | 0 | 699.1863 | 0 | 699.1863 | 7.9949 | 0 | 1.0392 | 9.034 | 130.72 | 0.06911 | 2.5109 | 0 | 0 | 11.5449 | 130.72 | 0.088318
Energy Star Window Air Conditioner - Cooling Zone 1 9000 Btu/hr | Energy Star WAC - Cooling Zone 1 9000 Btu/hr | 9 | 27.1896 | 147.06 | 0 | 0 | ResWACZ1 | 0.17 | 0 | 29.2628 | 0 | 0.01965 |  |  | 147.06 | 0 | 0 | 0 | 0 | 0 | 147.06 | 0 | 147.06 | 0 | 0 | 699.1863 | 0 | 699.1863 | 8.9942 | 0 | 1.1691 | 10.1633 | 147.06 | 0.06911 | 2.8247 | 0 | 0 | 12.988 | 147.06 | 0.088318
Energy Star Window Air Conditioner - Cooling Zone 1 10000 Btu/hr | Energy Star WAC - Cooling Zone 1 10000 Btu/hr | 9 | 30.2107 | 163.4 | 0 | 0 | ResWACZ1 | 0.17 | 0 | 32.5143 | 0 | 0.021833 |  |  | 163.4 | 0 | 0 | 0 | 0 | 0 | 163.4 | 0 | 163.4 | 0 | 0 | 699.1863 | 0 | 699.1863 | 9.9936 | 0 | 1.299 | 11.2926 | 163.4 | 0.06911 | 3.1386 | 0 | 0 | 14.4312 | 163.4 | 0.088318
Energy Star Window Air Conditioner - Cooling Zone 1 11000 Btu/hr | Energy Star WAC - Cooling Zone 1 11000 Btu/hr | 9 | 33.2318 | 179.74 | 0 | 0 | ResWACZ1 | 0.17 | 0 | 35.7657 | 0 | 0.024017 |  |  | 179.74 | 0 | 0 | 0 | 0 | 0 | 179.74 | 0 | 179.74 | 0 | 0 | 699.1863 | 0 | 699.1863 | 10.9929 | 0 | 1.4289 | 12.4218 | 179.74 | 0.06911 | 3.4525 | 0 | 0 | 15.8743 | 179.74 | 0.088318
Energy Star Window Air Conditioner - Cooling Zone 1 12000 Btu/hr | Energy Star WAC - Cooling Zone 1 12000 Btu/hr | 9 | 36.2528 | 196.08 | 0 | 0 | ResWACZ1 | 0.17 | 0 | 39.0171 | 0 | 0.0262 |  |  | 196.08 | 0 | 0 | 0 | 0 | 0 | 196.08 | 0 | 196.08 | 0 | 0 | 699.1863 | 0 | 699.1863 | 11.9923 | 0 | 1.5588 | 13.5511 | 196.08 | 0.06911 | 3.7663 | 0 | 0 | 17.3174 | 196.08 | 0.088318
Energy Star Window Air Conditioner - Cooling Zone 1 13000 Btu/hr | Energy Star WAC - Cooling Zone 1 13000 Btu/hr | 9 | 39.2739 | 212.42 | 0 | 0 | ResWACZ1 | 0.17 | 0 | 42.2685 | 0 | 0.028383 |  |  | 212.42 | 0 | 0 | 0 | 0 | 0 | 212.42 | 0 | 212.42 | 0 | 0 | 699.1863 | 0 | 699.1863 | 12.9916 | 0 | 1.6887 | 14.6803 | 212.42 | 0.06911 | 4.0802 | 0 | 0 | 18.7605 | 212.42 | 0.088318
Energy Star Window Air Conditioner - Cooling Zone 1 14000 Btu/hr | Energy Star WAC - Cooling Zone 1 14000 Btu/hr | 9 | 43.1304 | 209.44 | 0 | 0 | ResWACZ1 | 0.17 | 0 | 46.419 | 0 | 0.03117 |  |  | 209.44 | 0 | 0 | 0 | 0 | 0 | 209.44 | 0 | 209.44 | 0 | 0 | 627.7375 | 0 | 627.7376 | 14.2673 | 0 | 1.8545 | 16.1218 | 209.44 | 0.076976 | 4.4808 | 0 | 0 | 20.6027 | 209.44 | 0.09837
Energy Star Window Air Conditioner - Cooling Zone 1 15000 Btu/hr | Energy Star WAC - Cooling Zone 1 15000 Btu/hr | 9 | 46.2111 | 224.4 | 0 | 0 | ResWACZ1 | 0.17 | 0 | 49.7347 | 0 | 0.033397 |  |  | 224.4 | 0 | 0 | 0 | 0 | 0 | 224.4 | 0 | 224.4 | 0 | 0 | 627.7375 | 0 | 627.7376 | 15.2864 | 0 | 1.987 | 17.2734 | 224.4 | 0.076976 | 4.8009 | 0 | 0 | 22.0743 | 224.4 | 0.09837
Energy Star Window Air Conditioner - Cooling Zone 1 16000 Btu/hr | Energy Star WAC - Cooling Zone 1 16000 Btu/hr | 9 | 49.2918 | 239.36 | 0 | 0 | ResWACZ1 | 0.17 | 0 | 53.0503 | 0 | 0.035623 |  |  | 239.3601 | 0 | 0 | 0 | 0 | 0 | 239.3601 | 0 | 239.3601 | 0 | 0 | 627.7375 | 0 | 627.7376 | 16.3055 | 0 | 2.1194 | 18.425 | 239.3601 | 0.076976 | 5.1209 | 0 | 0 | 23.5459 | 239.3601 | 0.09837
Energy Star Window Air Conditioner - Cooling Zone 1 17000 Btu/hr | Energy Star WAC - Cooling Zone 1 17000 Btu/hr | 9 | 52.3726 | 254.32 | 0 | 0 | ResWACZ1 | 0.17 | 0 | 56.366 | 0 | 0.03785 |  |  | 254.3201 | 0 | 0 | 0 | 0 | 0 | 254.3201 | 0 | 254.3201 | 0 | 0 | 627.7375 | 0 | 627.7376 | 17.3246 | 0 | 2.2519 | 19.5765 | 254.3201 | 0.076976 | 5.441 | 0 | 0 | 25.0175 | 254.3201 | 0.09837
Energy Star Window Air Conditioner - Cooling Zone 1 18000 Btu/hr | Energy Star WAC - Cooling Zone 1 18000 Btu/hr | 9 | 55.4533 | 269.28 | 0 | 0 | ResWACZ1 | 0.17 | 0 | 59.6816 | 0 | 0.040076 |  |  | 269.2801 | 0 | 0 | 0 | 0 | 0 | 269.2801 | 0 | 269.2801 | 0 | 0 | 627.7375 | 0 | 627.7376 | 18.3437 | 0 | 2.3844 | 20.7281 | 269.2801 | 0.076976 | 5.7611 | 0 | 0 | 26.4891 | 269.2801 | 0.09837
Energy Star Window Air Conditioner - Cooling Zone 1 19000 Btu/hr | Energy Star WAC - Cooling Zone 1 19000 Btu/hr | 9 | 58.5341 | 284.24 | 0 | 0 | ResWACZ1 | 0.17 | 0 | 62.9973 | 0 | 0.042303 |  |  | 284.2401 | 0 | 0 | 0 | 0 | 0 | 284.2401 | 0 | 284.2401 | 0 | 0 | 627.7375 | 0 | 627.7376 | 19.3628 | 0 | 2.5168 | 21.8796 | 284.2401 | 0.076976 | 6.0811 | 0 | 0 | 27.9608 | 284.2401 | 0.09837
Energy Star Window Air Conditioner - Cooling Zone 1 20000 Btu/hr | Energy Star WAC - Cooling Zone 1 20000 Btu/hr | 9 | 61.6148 | 299.2 | 0 | 0 | ResWACZ1 | 0.17 | 0 | 66.3129 | 0 | 0.044529 |  |  | 299.2001 | 0 | 0 | 0 | 0 | 0 | 299.2001 | 0 | 299.2001 | 0 | 0 | 627.7375 | 0 | 627.7376 | 20.3819 | 0 | 2.6493 | 23.0312 | 299.2001 | 0.076976 | 6.4012 | 0 | 0 | 29.4324 | 299.2001 | 0.09837
Energy Star Window Air Conditioner - Cooling Zone 2 5000 Btu/hr | Energy Star WAC - Cooling Zone 2 5000 Btu/hr | 9 | 27.6616 | 74.8 | 0 | 0 | ResWACZ2 | 0.17 | 0 | 29.7708 | 0 | 0.019991 |  |  | 74.8 | 0 | 0 | 0 | 0 | 0 | 74.8 | 0 | 74.8 | 0 | 0 | 349.563 | 0 | 349.563 | 9.5076 | 0 | 1.2251 | 10.7327 | 74.8 | 0.14348 | 2.8738 | 0 | 0 | 13.6064 | 74.8 | 0.1819
Energy Star Window Air Conditioner - Cooling Zone 2 6000 Btu/hr | Energy Star WAC - Cooling Zone 2 6000 Btu/hr | 9 | 33.1939 | 89.76 | 0 | 0 | ResWACZ2 | 0.17 | 0 | 35.725 | 0 | 0.023989 |  |  | 89.76 | 0 | 0 | 0 | 0 | 0 | 89.76 | 0 | 89.76 | 0 | 0 | 349.563 | 0 | 349.563 | 11.4091 | 0 | 1.4701 | 12.8792 | 89.76 | 0.14348 | 3.4485 | 0 | 0 | 16.3277 | 89.76 | 0.1819
Energy Star Window Air Conditioner - Cooling Zone 2 7000 Btu/hr | Energy Star WAC - Cooling Zone 2 7000 Btu/hr | 9 | 38.7263 | 104.72 | 0 | 0 | ResWACZ2 | 0.17 | 0 | 41.6792 | 0 | 0.027988 |  |  | 104.72 | 0 | 0 | 0 | 0 | 0 | 104.72 | 0 | 104.72 | 0 | 0 | 349.563 | 0 | 349.563 | 13.3106 | 0 | 1.7151 | 15.0257 | 104.72 | 0.14348 | 4.0233 | 0 | 0 | 19.049 | 104.72 | 0.1819
Energy Star Window Air Conditioner - Cooling Zone 2 8000 Btu/hr | Energy Star WAC - Cooling Zone 2 8000 Btu/hr | 9 | 43.4014 | 130.72 | 0 | 0 | ResWACZ2 | 0.17 | 0 | 46.7107 | 0 | 0.031366 |  |  | 130.72 | 0 | 0 | 0 | 0 | 0 | 130.72 | 0 | 130.72 | 0 | 0 | 389.3501 | 0 | 389.3501 | 14.9174 | 0 | 1.9222 | 16.8396 | 130.72 | 0.12882 | 4.509 | 0 | 0 | 21.3486 | 130.72 | 0.16332
Energy Star Window Air Conditioner - Cooling Zone 2 9000 Btu/hr | Energy Star WAC - Cooling Zone 2 9000 Btu/hr | 9 | 48.8265 | 147.06 | 0 | 0 | ResWACZ2 | 0.17 | 0 | 52.5496 | 0 | 0.035287 |  |  | 147.06 | 0 | 0 | 0 | 0 | 0 | 147.06 | 0 | 147.06 | 0 | 0 | 389.3501 | 0 | 389.3501 | 16.7821 | 0 | 2.1625 | 18.9446 | 147.06 | 0.12882 | 5.0726 | 0 | 0 | 24.0172 | 147.06 | 0.16332
Energy Star Window Air Conditioner - Cooling Zone 2 10000 Btu/hr | Energy Star WAC - Cooling Zone 2 10000 Btu/hr | 9 | 54.2517 | 163.4 | 0 | 0 | ResWACZ2 | 0.17 | 0 | 58.3884 | 0 | 0.039208 |  |  | 163.4 | 0 | 0 | 0 | 0 | 0 | 163.4 | 0 | 163.4 | 0 | 0 | 389.3501 | 0 | 389.3501 | 18.6468 | 0 | 2.4027 | 21.0495 | 163.4 | 0.12882 | 5.6362 | 0 | 0 | 26.6858 | 163.4 | 0.16332
Energy Star Window Air Conditioner - Cooling Zone 2 11000 Btu/hr | Energy Star WAC - Cooling Zone 2 11000 Btu/hr | 9 | 59.6769 | 179.74 | 0 | 0 | ResWACZ2 | 0.17 | 0 | 64.2272 | 0 | 0.043129 |  |  | 179.74 | 0 | 0 | 0 | 0 | 0 | 179.74 | 0 | 179.74 | 0 | 0 | 389.3501 | 0 | 389.3501 | 20.5115 | 0 | 2.643 | 23.1545 | 179.74 | 0.12882 | 6.1999 | 0 | 0 | 29.3544 | 179.74 | 0.16332
Energy Star Window Air Conditioner - Cooling Zone 2 12000 Btu/hr | Energy Star WAC - Cooling Zone 2 12000 Btu/hr | 9 | 65.102 | 196.08 | 0 | 0 | ResWACZ2 | 0.17 | 0 | 70.0661 | 0 | 0.047049 |  |  | 196.08 | 0 | 0 | 0 | 0 | 0 | 196.08 | 0 | 196.08 | 0 | 0 | 389.3501 | 0 | 389.3501 | 22.3762 | 0 | 2.8833 | 25.2595 | 196.08 | 0.12882 | 6.7635 | 0 | 0 | 32.0229 | 196.08 | 0.16332
Energy Star Window Air Conditioner - Cooling Zone 2 13000 Btu/hr | Energy Star WAC - Cooling Zone 2 13000 Btu/hr | 9 | 70.5272 | 212.42 | 0 | 0 | ResWACZ2 | 0.17 | 0 | 75.9049 | 0 | 0.05097 |  |  | 212.42 | 0 | 0 | 0 | 0 | 0 | 212.42 | 0 | 212.42 | 0 | 0 | 389.3501 | 0 | 389.3501 | 24.2408 | 0 | 3.1236 | 27.3644 | 212.42 | 0.12882 | 7.3271 | 0 | 0 | 34.6915 | 212.42 | 0.16332
Energy Star Window Air Conditioner - Cooling Zone 2 14000 Btu/hr | Energy Star WAC - Cooling Zone 2 14000 Btu/hr | 9 | 77.4525 | 209.44 | 0 | 0 | ResWACZ2 | 0.17 | 0 | 83.3583 | 0 | 0.055975 |  |  | 209.44 | 0 | 0 | 0 | 0 | 0 | 209.44 | 0 | 209.44 | 0 | 0 | 349.563 | 0 | 349.563 | 26.6211 | 0 | 3.4303 | 30.0514 | 209.44 | 0.14348 | 8.0466 | 0 | 0 | 38.098 | 209.44 | 0.1819
Energy Star Window Air Conditioner - Cooling Zone 2 15000 Btu/hr | Energy Star WAC - Cooling Zone 2 15000 Btu/hr | 9 | 82.9849 | 224.4 | 0 | 0 | ResWACZ2 | 0.17 | 0 | 89.3125 | 0 | 0.059973 |  |  | 224.4 | 0 | 0 | 0 | 0 | 0 | 224.4 | 0 | 224.4 | 0 | 0 | 349.563 | 0 | 349.563 | 28.5227 | 0 | 3.6753 | 32.198 | 224.4 | 0.14348 | 8.6213 | 0 | 0 | 40.8193 | 224.4 | 0.1819
Energy Star Window Air Conditioner - Cooling Zone 2 16000 Btu/hr | Energy Star WAC - Cooling Zone 2 16000 Btu/hr | 9 | 88.5172 | 239.36 | 0 | 0 | ResWACZ2 | 0.17 | 0 | 95.2666 | 0 | 0.063972 |  |  | 239.3601 | 0 | 0 | 0 | 0 | 0 | 239.3601 | 0 | 239.3601 | 0 | 0 | 349.563 | 0 | 349.563 | 30.4242 | 0 | 3.9203 | 34.3445 | 239.3601 | 0.14348 | 9.1961 | 0 | 0 | 43.5406 | 239.3601 | 0.1819
Energy Star Window Air Conditioner - Cooling Zone 2 17000 Btu/hr | Energy Star WAC - Cooling Zone 2 17000 Btu/hr | 9 | 94.0495 | 254.32 | 0 | 0 | ResWACZ2 | 0.17 | 0 | 101.2208 | 0 | 0.06797 |  |  | 254.3201 | 0 | 0 | 0 | 0 | 0 | 254.3201 | 0 | 254.3201 | 0 | 0 | 349.563 | 0 | 349.563 | 32.3257 | 0 | 4.1653 | 36.491 | 254.3201 | 0.14348 | 9.7708 | 0 | 0 | 46.2619 | 254.3201 | 0.1819
Energy Star Window Air Conditioner - Cooling Zone 2 18000 Btu/hr | Energy Star WAC - Cooling Zone 2 18000 Btu/hr | 9 | 99.5818 | 269.28 | 0 | 0 | ResWACZ2 | 0.17 | 0 | 107.175 | 0 | 0.071968 |  |  | 269.2801 | 0 | 0 | 0 | 0 | 0 | 269.2801 | 0 | 269.2801 | 0 | 0 | 349.563 | 0 | 349.563 | 34.2272 | 0 | 4.4104 | 38.6376 | 269.2801 | 0.14348 | 10.3456 | 0 | 0 | 48.9832 | 269.2801 | 0.1819
Energy Star Window Air Conditioner - Cooling Zone 2 19000 Btu/hr | Energy Star WAC - Cooling Zone 2 19000 Btu/hr | 9 | 105.1142 | 284.24 | 0 | 0 | ResWACZ2 | 0.17 | 0 | 113.1291 | 0 | 0.075966 |  |  | 284.2401 | 0 | 0 | 0 | 0 | 0 | 284.2401 | 0 | 284.2401 | 0 | 0 | 349.563 | 0 | 349.563 | 36.1287 | 0 | 4.6554 | 40.7841 | 284.2401 | 0.14348 | 10.9204 | 0 | 0 | 51.7044 | 284.2401 | 0.1819
Energy Star Window Air Conditioner - Cooling Zone 2 20000 Btu/hr | Energy Star WAC - Cooling Zone 2 20000 Btu/hr | 9 | 110.6465 | 299.2 | 0 | 0 | ResWACZ2 | 0.17 | 0 | 119.0833 | 0 | 0.079965 |  |  | 299.2001 | 0 | 0 | 0 | 0 | 0 | 299.2001 | 0 | 299.2001 | 0 | 0 | 349.563 | 0 | 349.563 | 38.0302 | 0 | 4.9004 | 42.9306 | 299.2001 | 0.14348 | 11.4951 | 0 | 0 | 54.4257 | 299.2001 | 0.1819
Energy Star Window Air Conditioner - Cooling Zone 3 5000 Btu/hr | Energy Star WAC - Cooling Zone 3 5000 Btu/hr | 9 | 47.6925 | 74.8 | 0 | 0 | ResWACZ3 | 0.17 | 0 | 51.329 | 0 | 0.034468 |  |  | 74.8 | 0 | 0 | 0 | 0 | 0 | 74.8 | 0 | 74.8 | 0 | 0 | 202.7466 | 0 | 202.7466 | 18.0124 | 0 | 2.2743 | 20.2867 | 74.8 | 0.27121 | 4.9548 | 0 | 0 | 25.2414 | 74.8 | 0.33745
Energy Star Window Air Conditioner - Cooling Zone 3 6000 Btu/hr | Energy Star WAC - Cooling Zone 3 6000 Btu/hr | 9 | 57.2309 | 89.76 | 0 | 0 | ResWACZ3 | 0.17 | 0 | 61.5948 | 0 | 0.041361 |  |  | 89.76 | 0 | 0 | 0 | 0 | 0 | 89.76 | 0 | 89.76 | 0 | 0 | 202.7466 | 0 | 202.7466 | 21.6149 | 0 | 2.7291 | 24.344 | 89.76 | 0.27121 | 5.9457 | 0 | 0 | 30.2897 | 89.76 | 0.33745
Energy Star Window Air Conditioner - Cooling Zone 3 7000 Btu/hr | Energy Star WAC - Cooling Zone 3 7000 Btu/hr | 9 | 66.7694 | 104.72 | 0 | 0 | ResWACZ3 | 0.17 | 0 | 71.8606 | 0 | 0.048255 |  |  | 104.72 | 0 | 0 | 0 | 0 | 0 | 104.72 | 0 | 104.72 | 0 | 0 | 202.7466 | 0 | 202.7466 | 25.2174 | 0 | 3.184 | 28.4013 | 104.72 | 0.27121 | 6.9367 | 0 | 0 | 35.338 | 104.72 | 0.33745
Energy Star Window Air Conditioner - Cooling Zone 3 8000 Btu/hr | Energy Star WAC - Cooling Zone 3 8000 Btu/hr | 9 | 74.8299 | 130.72 | 0 | 0 | ResWACZ3 | 0.17 | 0 | 80.5357 | 0 | 0.05408 |  |  | 130.72 | 0 | 0 | 0 | 0 | 0 | 130.72 | 0 | 130.72 | 0 | 0 | 225.823 | 0 | 225.823 | 28.2616 | 0 | 3.5683 | 31.83 | 130.72 | 0.2435 | 7.7741 | 0 | 0 | 39.6041 | 130.72 | 0.30297
Energy Star Window Air Conditioner - Cooling Zone 3 9000 Btu/hr | Energy Star WAC - Cooling Zone 3 9000 Btu/hr | 9 | 84.1837 | 147.06 | 0 | 0 | ResWACZ3 | 0.17 | 0 | 90.6027 | 0 | 0.06084 |  |  | 147.06 | 0 | 0 | 0 | 0 | 0 | 147.06 | 0 | 147.06 | 0 | 0 | 225.823 | 0 | 225.823 | 31.7943 | 0 | 4.0144 | 35.8087 | 147.06 | 0.2435 | 8.7459 | 0 | 0 | 44.5546 | 147.06 | 0.30297
Energy Star Window Air Conditioner - Cooling Zone 3 10000 Btu/hr | Energy Star WAC - Cooling Zone 3 10000 Btu/hr | 9 | 93.5374 | 163.4 | 0 | 0 | ResWACZ3 | 0.17 | 0 | 100.6696 | 0 | 0.0676 |  |  | 163.4 | 0 | 0 | 0 | 0 | 0 | 163.4 | 0 | 163.4 | 0 | 0 | 225.823 | 0 | 225.823 | 35.3271 | 0 | 4.4604 | 39.7875 | 163.4 | 0.2435 | 9.7176 | 0 | 0 | 49.5051 | 163.4 | 0.30297
Energy Star Window Air Conditioner - Cooling Zone 3 11000 Btu/hr | Energy Star WAC - Cooling Zone 3 11000 Btu/hr | 9 | 102.8912 | 179.74 | 0 | 0 | ResWACZ3 | 0.17 | 0 | 110.7366 | 0 | 0.07436 |  |  | 179.74 | 0 | 0 | 0 | 0 | 0 | 179.74 | 0 | 179.74 | 0 | 0 | 225.823 | 0 | 225.823 | 38.8598 | 0 | 4.9064 | 43.7662 | 179.74 | 0.2435 | 10.6894 | 0 | 0 | 54.4556 | 179.74 | 0.30297
Energy Star Window Air Conditioner - Cooling Zone 3 12000 Btu/hr | Energy Star WAC - Cooling Zone 3 12000 Btu/hr | 9 | 112.2449 | 196.08 | 0 | 0 | ResWACZ3 | 0.17 | 0 | 120.8036 | 0 | 0.08112 |  |  | 196.08 | 0 | 0 | 0 | 0 | 0 | 196.08 | 0 | 196.08 | 0 | 0 | 225.823 | 0 | 225.823 | 42.3925 | 0 | 5.3525 | 47.745 | 196.08 | 0.2435 | 11.6612 | 0 | 0 | 59.4061 | 196.08 | 0.30297
Energy Star Window Air Conditioner - Cooling Zone 3 13000 Btu/hr | Energy Star WAC - Cooling Zone 3 13000 Btu/hr | 9 | 121.5986 | 212.42 | 0 | 0 | ResWACZ3 | 0.17 | 0 | 130.8705 | 0 | 0.08788 |  |  | 212.42 | 0 | 0 | 0 | 0 | 0 | 212.42 | 0 | 212.42 | 0 | 0 | 225.823 | 0 | 225.823 | 45.9252 | 0 | 5.7985 | 51.7237 | 212.42 | 0.2435 | 12.6329 | 0 | 0 | 64.3566 | 212.42 | 0.30297
Energy Star Window Air Conditioner - Cooling Zone 3 14000 Btu/hr | Energy Star WAC - Cooling Zone 3 14000 Btu/hr | 9 | 133.5389 | 209.44 | 0 | 0 | ResWACZ3 | 0.17 | 0 | 143.7212 | 0 | 0.096509 |  |  | 209.44 | 0 | 0 | 0 | 0 | 0 | 209.44 | 0 | 209.44 | 0 | 0 | 202.7466 | 0 | 202.7466 | 50.4347 | 0 | 6.3679 | 56.8026 | 209.44 | 0.27121 | 13.8734 | 0 | 0 | 70.6761 | 209.44 | 0.33745
Energy Star Window Air Conditioner - Cooling Zone 3 15000 Btu/hr | Energy Star WAC - Cooling Zone 3 15000 Btu/hr | 9 | 143.0774 | 224.4 | 0 | 0 | ResWACZ3 | 0.17 | 0 | 153.987 | 0 | 0.1034 |  |  | 224.4 | 0 | 0 | 0 | 0 | 0 | 224.4 | 0 | 224.4 | 0 | 0 | 202.7466 | 0 | 202.7466 | 54.0372 | 0 | 6.8228 | 60.86 | 224.4 | 0.27121 | 14.8644 | 0 | 0 | 75.7243 | 224.4 | 0.33745
Energy Star Window Air Conditioner - Cooling Zone 3 16000 Btu/hr | Energy Star WAC - Cooling Zone 3 16000 Btu/hr | 9 | 152.6159 | 239.36 | 0 | 0 | ResWACZ3 | 0.17 | 0 | 164.2528 | 0 | 0.1103 |  |  | 239.3601 | 0 | 0 | 0 | 0 | 0 | 239.3601 | 0 | 239.3601 | 0 | 0 | 202.7466 | 0 | 202.7466 | 57.6397 | 0 | 7.2776 | 64.9173 | 239.3601 | 0.27121 | 15.8553 | 0 | 0 | 80.7726 | 239.3601 | 0.33745
Energy Star Window Air Conditioner - Cooling Zone 3 17000 Btu/hr | Energy Star WAC - Cooling Zone 3 17000 Btu/hr | 9 | 162.1544 | 254.32 | 0 | 0 | ResWACZ3 | 0.17 | 0 | 174.5186 | 0 | 0.11719 |  |  | 254.3201 | 0 | 0 | 0 | 0 | 0 | 254.3201 | 0 | 254.3201 | 0 | 0 | 202.7466 | 0 | 202.7466 | 61.2422 | 0 | 7.7325 | 68.9746 | 254.3201 | 0.27121 | 16.8463 | 0 | 0 | 85.8209 | 254.3201 | 0.33745
Energy Star Window Air Conditioner - Cooling Zone 3 18000 Btu/hr | Energy Star WAC - Cooling Zone 3 18000 Btu/hr | 9 | 171.6928 | 269.28 | 0 | 0 | ResWACZ3 | 0.17 | 0 | 184.7844 | 0 | 0.12408 |  |  | 269.2801 | 0 | 0 | 0 | 0 | 0 | 269.2801 | 0 | 269.2801 | 0 | 0 | 202.7466 | 0 | 202.7466 | 64.8447 | 0 | 8.1873 | 73.032 | 269.2801 | 0.27121 | 17.8372 | 0 | 0 | 90.8692 | 269.2801 | 0.33745
Energy Star Window Air Conditioner - Cooling Zone 3 19000 Btu/hr | Energy Star WAC - Cooling Zone 3 19000 Btu/hr | 9 | 181.2313 | 284.24 | 0 | 0 | ResWACZ3 | 0.17 | 0 | 195.0502 | 0 | 0.13098 |  |  | 284.2401 | 0 | 0 | 0 | 0 | 0 | 284.2401 | 0 | 284.2401 | 0 | 0 | 202.7466 | 0 | 202.7466 | 68.4471 | 0 | 8.6422 | 77.0893 | 284.2401 | 0.27121 | 18.8282 | 0 | 0 | 95.9175 | 284.2401 | 0.33745
Energy Star Window Air Conditioner - Cooling Zone 3 20000 Btu/hr | Energy Star WAC - Cooling Zone 3 20000 Btu/hr | 9 | 190.7698 | 299.2 | 0 | 0 | ResWACZ3 | 0.17 | 0 | 205.316 | 0 | 0.13787 |  |  | 299.2001 | 0 | 0 | 0 | 0 | 0 | 299.2001 | 0 | 299.2001 | 0 | 0 | 202.7466 | 0 | 202.7466 | 72.0496 | 0 | 9.097 | 81.1466 | 299.2001 | 0.27121 | 19.8192 | 0 | 0 | 100.9658 | 299.2001 | 0.33745
Energy Star Window Air Conditioner - Cooling Zone PNW Average 5000 Btu/hr | Energy Star WAC - Cooling Zone PNW Average 5000 Btu/hr | 9 | 23.3886 | 74.8 | 0 | 0 | ResWACPNW | 0.17 | 0 | 25.172 | 0 | 0.016903 |  |  | 74.8 | 0 | 0 | 0 | 0 | 0 | 74.8 | 0 | 74.8 | 0 | 0 | 413.4276 | 0 | 413.4276 | 8.0389 | 0 | 1.0359 | 9.0747 | 74.8 | 0.12132 | 2.4298 | 0 | 0 | 11.5046 | 74.8 | 0.1538
Energy Star Window Air Conditioner - Cooling Zone PNW Average 6000 Btu/hr | Energy Star WAC - Cooling Zone PNW Average 6000 Btu/hr | 9 | 28.0663 | 89.76 | 0 | 0 | ResWACPNW | 0.17 | 0 | 30.2063 | 0 | 0.020284 |  |  | 89.76 | 0 | 0 | 0 | 0 | 0 | 89.76 | 0 | 89.76 | 0 | 0 | 413.4276 | 0 | 413.4276 | 9.6466 | 0 | 1.243 | 10.8897 | 89.76 | 0.12132 | 2.9158 | 0 | 0 | 13.8055 | 89.76 | 0.1538
Energy Star Window Air Conditioner - Cooling Zone PNW Average 7000 Btu/hr | Energy Star WAC - Cooling Zone PNW Average 7000 Btu/hr | 9 | 32.744 | 104.72 | 0 | 0 | ResWACPNW | 0.17 | 0 | 35.2407 | 0 | 0.023664 |  |  | 104.72 | 0 | 0 | 0 | 0 | 0 | 104.72 | 0 | 104.72 | 0 | 0 | 413.4276 | 0 | 413.4276 | 11.2544 | 0 | 1.4502 | 12.7046 | 104.72 | 0.12132 | 3.4018 | 0 | 0 | 16.1064 | 104.72 | 0.1538
Energy Star Window Air Conditioner - Cooling Zone PNW Average 8000 Btu/hr | Energy Star WAC - Cooling Zone PNW Average 8000 Btu/hr | 9 | 36.6969 | 130.72 | 0 | 0 | ResWACPNW | 0.17 | 0 | 39.495 | 0 | 0.026521 |  |  | 130.72 | 0 | 0 | 0 | 0 | 0 | 130.72 | 0 | 130.72 | 0 | 0 | 460.4836 | 0 | 460.4837 | 12.6131 | 0 | 1.6253 | 14.2383 | 130.72 | 0.10892 | 3.8125 | 0 | 0 | 18.0508 | 130.72 | 0.13809
Energy Star Window Air Conditioner - Cooling Zone PNW Average 9000 Btu/hr | Energy Star WAC - Cooling Zone PNW Average 9000 Btu/hr | 9 | 41.284 | 147.06 | 0 | 0 | ResWACPNW | 0.17 | 0 | 44.4319 | 0 | 0.029836 |  |  | 147.06 | 0 | 0 | 0 | 0 | 0 | 147.06 | 0 | 147.06 | 0 | 0 | 460.4836 | 0 | 460.4837 | 14.1897 | 0 | 1.8284 | 16.0181 | 147.06 | 0.10892 | 4.289 | 0 | 0 | 20.3071 | 147.06 | 0.13809
Energy Star Window Air Conditioner - Cooling Zone PNW Average 10000 Btu/hr | Energy Star WAC - Cooling Zone PNW Average 10000 Btu/hr | 9 | 45.8711 | 163.4 | 0 | 0 | ResWACPNW | 0.17 | 0 | 49.3688 | 0 | 0.033151 |  |  | 163.4 | 0 | 0 | 0 | 0 | 0 | 163.4 | 0 | 163.4 | 0 | 0 | 460.4836 | 0 | 460.4837 | 15.7663 | 0 | 2.0316 | 17.7979 | 163.4 | 0.10892 | 4.7656 | 0 | 0 | 22.5635 | 163.4 | 0.13809
Energy Star Window Air Conditioner - Cooling Zone PNW Average 11000 Btu/hr | Energy Star WAC - Cooling Zone PNW Average 11000 Btu/hr | 9 | 50.4582 | 179.74 | 0 | 0 | ResWACPNW | 0.17 | 0 | 54.3057 | 0 | 0.036466 |  |  | 179.74 | 0 | 0 | 0 | 0 | 0 | 179.74 | 0 | 179.74 | 0 | 0 | 460.4836 | 0 | 460.4837 | 17.343 | 0 | 2.2347 | 19.5777 | 179.74 | 0.10892 | 5.2421 | 0 | 0 | 24.8198 | 179.74 | 0.13809
Energy Star Window Air Conditioner - Cooling Zone PNW Average 12000 Btu/hr | Energy Star WAC - Cooling Zone PNW Average 12000 Btu/hr | 9 | 55.0454 | 196.08 | 0 | 0 | ResWACPNW | 0.17 | 0 | 59.2426 | 0 | 0.039781 |  |  | 196.08 | 0 | 0 | 0 | 0 | 0 | 196.08 | 0 | 196.08 | 0 | 0 | 460.4836 | 0 | 460.4837 | 18.9196 | 0 | 2.4379 | 21.3575 | 196.08 | 0.10892 | 5.7187 | 0 | 0 | 27.0762 | 196.08 | 0.13809
Energy Star Window Air Conditioner - Cooling Zone PNW Average 13000 Btu/hr | Energy Star WAC - Cooling Zone PNW Average 13000 Btu/hr | 9 | 59.6325 | 212.42 | 0 | 0 | ResWACPNW | 0.17 | 0 | 64.1794 | 0 | 0.043097 |  |  | 212.42 | 0 | 0 | 0 | 0 | 0 | 212.42 | 0 | 212.42 | 0 | 0 | 460.4836 | 0 | 460.4837 | 20.4962 | 0 | 2.6411 | 23.1373 | 212.42 | 0.10892 | 6.1952 | 0 | 0 | 29.3325 | 212.42 | 0.13809
Energy Star Window Air Conditioner - Cooling Zone PNW Average 14000 Btu/hr | Energy Star WAC - Cooling Zone PNW Average 14000 Btu/hr | 9 | 65.488 | 209.44 | 0 | 0 | ResWACPNW | 0.17 | 0 | 70.4815 | 0 | 0.047328 |  |  | 209.44 | 0 | 0 | 0 | 0 | 0 | 209.44 | 0 | 209.44 | 0 | 0 | 413.4276 | 0 | 413.4276 | 22.5088 | 0 | 2.9004 | 25.4092 | 209.44 | 0.12132 | 6.8036 | 0 | 0 | 32.2128 | 209.44 | 0.1538
Energy Star Window Air Conditioner - Cooling Zone PNW Average 15000 Btu/hr | Energy Star WAC - Cooling Zone PNW Average 15000 Btu/hr | 9 | 70.1657 | 224.4 | 0 | 0 | ResWACPNW | 0.17 | 0 | 75.5159 | 0 | 0.050709 |  |  | 224.4 | 0 | 0 | 0 | 0 | 0 | 224.4 | 0 | 224.4 | 0 | 0 | 413.4276 | 0 | 413.4276 | 24.1166 | 0 | 3.1076 | 27.2242 | 224.4 | 0.12132 | 7.2895 | 0 | 0 | 34.5137 | 224.4 | 0.1538
Energy Star Window Air Conditioner - Cooling Zone PNW Average 16000 Btu/hr | Energy Star WAC - Cooling Zone PNW Average 16000 Btu/hr | 9 | 74.8434 | 239.36 | 0 | 0 | ResWACPNW | 0.17 | 0 | 80.5502 | 0 | 0.05409 |  |  | 239.3601 | 0 | 0 | 0 | 0 | 0 | 239.3601 | 0 | 239.3601 | 0 | 0 | 413.4276 | 0 | 413.4276 | 25.7244 | 0 | 3.3147 | 29.0391 | 239.3601 | 0.12132 | 7.7755 | 0 | 0 | 36.8146 | 239.3601 | 0.1538
Energy Star Window Air Conditioner - Cooling Zone PNW Average 17000 Btu/hr | Energy Star WAC - Cooling Zone PNW Average 17000 Btu/hr | 9 | 79.5211 | 254.32 | 0 | 0 | ResWACPNW | 0.17 | 0 | 85.5846 | 0 | 0.05747 |  |  | 254.3201 | 0 | 0 | 0 | 0 | 0 | 254.3201 | 0 | 254.3201 | 0 | 0 | 413.4276 | 0 | 413.4276 | 27.3321 | 0 | 3.5219 | 30.854 | 254.3201 | 0.12132 | 8.2615 | 0 | 0 | 39.1155 | 254.3201 | 0.1538
Energy Star Window Air Conditioner - Cooling Zone PNW Average 18000 Btu/hr | Energy Star WAC - Cooling Zone PNW Average 18000 Btu/hr | 9 | 84.1989 | 269.28 | 0 | 0 | ResWACPNW | 0.17 | 0 | 90.619 | 0 | 0.060851 |  |  | 269.2801 | 0 | 0 | 0 | 0 | 0 | 269.2801 | 0 | 269.2801 | 0 | 0 | 413.4276 | 0 | 413.4276 | 28.9399 | 0 | 3.7291 | 32.669 | 269.2801 | 0.12132 | 8.7475 | 0 | 0 | 41.4164 | 269.2801 | 0.1538
Energy Star Window Air Conditioner - Cooling Zone PNW Average 19000 Btu/hr | Energy Star WAC - Cooling Zone PNW Average 19000 Btu/hr | 9 | 88.8766 | 284.24 | 0 | 0 | ResWACPNW | 0.17 | 0 | 95.6534 | 0 | 0.064231 |  |  | 284.2401 | 0 | 0 | 0 | 0 | 0 | 284.2401 | 0 | 284.2401 | 0 | 0 | 413.4276 | 0 | 413.4276 | 30.5477 | 0 | 3.9362 | 34.4839 | 284.2401 | 0.12132 | 9.2334 | 0 | 0 | 43.7174 | 284.2401 | 0.1538
Energy Star Window Air Conditioner - Cooling Zone PNW Average 20000 Btu/hr | Energy Star WAC - Cooling Zone PNW Average 20000 Btu/hr | 9 | 93.5543 | 299.2 | 0 | 0 | ResWACPNW | 0.17 | 0 | 100.6878 | 0 | 0.067612 |  |  | 299.2001 | 0 | 0 | 0 | 0 | 0 | 299.2001 | 0 | 299.2001 | 0 | 0 | 413.4276 | 0 | 413.4276 | 32.1555 | 0 | 4.1434 | 36.2989 | 299.2001 | 0.12132 | 9.7194 | 0 | 0 | 46.0183 | 299.2001 | 0.1538
Category Totals (2000 $) |  | Savings Weighted Measure Data | [7 empty] | Savings |  |  | PV Costs |  |  |  | Lvl Cst | PV Bulk Power System Benefits | [5 empty] | PV Regional Benefits
| Category | Weighted Measure Life | Site Savings (kWh) | Capital Cost ($/unit) | Annual O&M Cost ($/unit) | Per. Repl. Cost ($/unit) | Load Shape | Weighted Load Factor | Weighted Coinc. Factor | Bulk Energy (kWh) | Bulk Demand (kw) | Local Demand (kW) | PV Capital | PV Annual O&M | PV Period. Repl. | PV Total Costs | Levelized Cost mills/kWh | Energy | Bulk T&D Def. Cap. | Act C-E Credit | Total System Benefit | Total non-Consumer Cost | Bulk System B/C Ratio | Local T&D Def.Cap. | Non-E Value | Exter-nalities | Total Regional Benefit | Total Regional Cost | Total Regional B/C Ratio
| Energy Star Window Air Conditioner - Cooling Zone 3 6000 Btu/hr | 9 | 57.2309 | 89.76 | 0 | 0 |  | 0.17 | 0 | 61.5948 | 0 | 0.041361 | 89.76 | 0 | 0 | 89.76 | 202.7465 | 21.6149 | 0 | 2.7291 | 24.344 | 89.76 | 0.27121 | 5.9457 | 0 | 0 | 30.2897 | 89.76 | 0.33745
| Energy Star Window Air Conditioner - Cooling Zone 3 16000 Btu/hr | 9 | 152.6159 | 239.36 | 0 | 0 |  | 0.17 | 0 | 164.2528 | 0 | 0.1103 | 239.3601 | 0 | 0 | 239.36 | 202.7465 | 57.6397 | 0 | 7.2776 | 64.9173 | 239.3601 | 0.27121 | 15.8553 | 0 | 0 | 80.7726 | 239.36 | 0.33745
| Energy Star Window Air Conditioner - Cooling Zone 3 19000 Btu/hr | 9 | 181.2313 | 284.24 | 0 | 0 |  | 0.17 | 0 | 195.0502 | 0 | 0.13098 | 284.2401 | 0 | 0 | 284.2401 | 202.7466 | 68.4471 | 0 | 8.6422 | 77.0893 | 284.2401 | 0.27121 | 18.8282 | 0 | 0 | 95.9175 | 284.2401 | 0.33745
| Energy Star Window Air Conditioner - Cooling Zone 3 5000 Btu/hr | 9 | 47.6925 | 74.8 | 0 | 0 |  | 0.17 | 0 | 51.329 | 0 | 0.034468 | 74.8 | 0 | 0 | 74.8 | 202.7466 | 18.0124 | 0 | 2.2743 | 20.2867 | 74.8 | 0.27121 | 4.9548 | 0 | 0 | 25.2414 | 74.8 | 0.33745
| Energy Star Window Air Conditioner - Cooling Zone 3 7000 Btu/hr | 9 | 66.7694 | 104.72 | 0 | 0 |  | 0.17 | 0 | 71.8606 | 0 | 0.048255 | 104.72 | 0 | 0 | 104.72 | 202.7466 | 25.2174 | 0 | 3.184 | 28.4013 | 104.72 | 0.27121 | 6.9367 | 0 | 0 | 35.338 | 104.72 | 0.33745
| Energy Star Window Air Conditioner - Cooling Zone 3 14000 Btu/hr | 9 | 133.5389 | 209.44 | 0 | 0 |  | 0.17 | 0 | 143.7212 | 0 | 0.096509 | 209.44 | 0 | 0 | 209.44 | 202.7466 | 50.4347 | 0 | 6.3679 | 56.8026 | 209.44 | 0.27121 | 13.8734 | 0 | 0 | 70.6761 | 209.44 | 0.33745
| Energy Star Window Air Conditioner - Cooling Zone 3 17000 Btu/hr | 9 | 162.1544 | 254.32 | 0 | 0 |  | 0.17 | 0 | 174.5186 | 0 | 0.11719 | 254.3201 | 0 | 0 | 254.3201 | 202.7465 | 61.2422 | 0 | 7.7325 | 68.9746 | 254.3201 | 0.27121 | 16.8463 | 0 | 0 | 85.8209 | 254.3201 | 0.33745
| Energy Star Window Air Conditioner - Cooling Zone 3 18000 Btu/hr | 9 | 171.6928 | 269.28 | 0 | 0 |  | 0.17 | 0 | 184.7844 | 0 | 0.12408 | 269.2801 | 0 | 0 | 269.2801 | 202.7466 | 64.8447 | 0 | 8.1873 | 73.032 | 269.2801 | 0.27121 | 17.8372 | 0 | 0 | 90.8692 | 269.2801 | 0.33745
| Energy Star Window Air Conditioner - Cooling Zone 3 20000 Btu/hr | 9 | 190.7698 | 299.2 | 0 | 0 |  | 0.17 | 0 | 205.316 | 0 | 0.13787 | 299.2001 | 0 | 0 | 299.2001 | 202.7466 | 72.0496 | 0 | 9.097 | 81.1466 | 299.2001 | 0.27121 | 19.8192 | 0 | 0 | 100.9658 | 299.2001 | 0.33745
| Energy Star Window Air Conditioner - Cooling Zone 3 15000 Btu/hr | 9 | 143.0774 | 224.4 | 0 | 0 |  | 0.17 | 0 | 153.987 | 0 | 0.1034 | 224.4 | 0 | 0 | 224.4001 | 202.7466 | 54.0372 | 0 | 6.8228 | 60.86 | 224.4 | 0.27121 | 14.8644 | 0 | 0 | 75.7243 | 224.4001 | 0.33745
| Energy Star Window Air Conditioner - Cooling Zone 3 9000 Btu/hr | 9 | 84.1837 | 147.06 | 0 | 0 |  | 0.17 | 0 | 90.6027 | 0 | 0.06084 | 147.06 | 0 | 0 | 147.06 | 225.823 | 31.7943 | 0 | 4.0144 | 35.8087 | 147.06 | 0.2435 | 8.7459 | 0 | 0 | 44.5546 | 147.06 | 0.30297
| Energy Star Window Air Conditioner - Cooling Zone 3 11000 Btu/hr | 9 | 102.8912 | 179.74 | 0 | 0 |  | 0.17 | 0 | 110.7366 | 0 | 0.07436 | 179.74 | 0 | 0 | 179.74 | 225.823 | 38.8598 | 0 | 4.9064 | 43.7662 | 179.74 | 0.2435 | 10.6894 | 0 | 0 | 54.4556 | 179.74 | 0.30297
| Energy Star Window Air Conditioner - Cooling Zone 3 13000 Btu/hr | 9 | 121.5986 | 212.42 | 0 | 0 |  | 0.17 | 0 | 130.8705 | 0 | 0.08788 | 212.42 | 0 | 0 | 212.42 | 225.823 | 45.9252 | 0 | 5.7985 | 51.7237 | 212.42 | 0.2435 | 12.6329 | 0 | 0 | 64.3566 | 212.42 | 0.30297
| Energy Star Window Air Conditioner - Cooling Zone 3 8000 Btu/hr | 9 | 74.8299 | 130.72 | 0 | 0 |  | 0.17 | 0 | 80.5357 | 0 | 0.05408 | 130.72 | 0 | 0 | 130.72 | 225.823 | 28.2616 | 0 | 3.5683 | 31.83 | 130.72 | 0.2435 | 7.7741 | 0 | 0 | 39.6041 | 130.72 | 0.30297
| Energy Star Window Air Conditioner - Cooling Zone 3 10000 Btu/hr | 9 | 93.5374 | 163.4 | 0 | 0 |  | 0.17 | 0 | 100.6696 | 0 | 0.0676 | 163.4 | 0 | 0 | 163.4 | 225.8231 | 35.3271 | 0 | 4.4604 | 39.7875 | 163.4 | 0.2435 | 9.7176 | 0 | 0 | 49.5051 | 163.4 | 0.30297
| Energy Star Window Air Conditioner - Cooling Zone 3 12000 Btu/hr | 9 | 112.2449 | 196.08 | 0 | 0 |  | 0.17 | 0 | 120.8036 | 0 | 0.08112 | 196.08 | 0 | 0 | 196.08 | 225.823 | 42.3925 | 0 | 5.3525 | 47.745 | 196.08 | 0.2435 | 11.6612 | 0 | 0 | 59.4061 | 196.08 | 0.30297
| Energy Star Window Air Conditioner - Cooling Zone 2 6000 Btu/hr | 9 | 33.1939 | 89.76 | 0 | 0 |  | 0.17 | 0 | 35.725 | 0 | 0.023989 | 89.76 | 0 | 0 | 89.76 | 349.563 | 11.4091 | 0 | 1.4701 | 12.8792 | 89.76 | 0.14348 | 3.4485 | 0 | 0 | 16.3277 | 89.76 | 0.1819
| Energy Star Window Air Conditioner - Cooling Zone 2 16000 Btu/hr | 9 | 88.5172 | 239.36 | 0 | 0 |  | 0.17 | 0 | 95.2666 | 0 | 0.063972 | 239.3601 | 0 | 0 | 239.36 | 349.563 | 30.4242 | 0 | 3.9203 | 34.3445 | 239.3601 | 0.14348 | 9.1961 | 0 | 0 | 43.5406 | 239.36 | 0.1819
| Energy Star Window Air Conditioner - Cooling Zone 2 19000 Btu/hr | 9 | 105.1142 | 284.24 | 0 | 0 |  | 0.17 | 0 | 113.1291 | 0 | 0.075966 | 284.2401 | 0 | 0 | 284.2401 | 349.563 | 36.1287 | 0 | 4.6554 | 40.7841 | 284.2401 | 0.14348 | 10.9204 | 0 | 0 | 51.7044 | 284.2401 | 0.1819
| Energy Star Window Air Conditioner - Cooling Zone 2 7000 Btu/hr | 9 | 38.7263 | 104.72 | 0 | 0 |  | 0.17 | 0 | 41.6792 | 0 | 0.027988 | 104.72 | 0 | 0 | 104.72 | 349.563 | 13.3106 | 0 | 1.7151 | 15.0257 | 104.72 | 0.14348 | 4.0233 | 0 | 0 | 19.049 | 104.72 | 0.1819
| Energy Star Window Air Conditioner - Cooling Zone 2 14000 Btu/hr | 9 | 77.4525 | 209.44 | 0 | 0 |  | 0.17 | 0 | 83.3583 | 0 | 0.055975 | 209.44 | 0 | 0 | 209.44 | 349.563 | 26.6211 | 0 | 3.4303 | 30.0514 | 209.44 | 0.14348 | 8.0466 | 0 | 0 | 38.098 | 209.44 | 0.1819
| Energy Star Window Air Conditioner - Cooling Zone 2 17000 Btu/hr | 9 | 94.0495 | 254.32 | 0 | 0 |  | 0.17 | 0 | 101.2208 | 0 | 0.06797 | 254.3201 | 0 | 0 | 254.3201 | 349.563 | 32.3257 | 0 | 4.1653 | 36.491 | 254.3201 | 0.14348 | 9.7708 | 0 | 0 | 46.2619 | 254.3201 | 0.1819
| Energy Star Window Air Conditioner - Cooling Zone 2 5000 Btu/hr | 9 | 27.6616 | 74.8 | 0 | 0 |  | 0.17 | 0 | 29.7708 | 0 | 0.019991 | 74.8 | 0 | 0 | 74.8 | 349.563 | 9.5076 | 0 | 1.2251 | 10.7327 | 74.8 | 0.14348 | 2.8738 | 0 | 0 | 13.6064 | 74.8 | 0.1819
| Energy Star Window Air Conditioner - Cooling Zone 2 15000 Btu/hr | 9 | 82.9849 | 224.4 | 0 | 0 |  | 0.17 | 0 | 89.3125 | 0 | 0.059973 | 224.4 | 0 | 0 | 224.4001 | 349.563 | 28.5227 | 0 | 3.6753 | 32.198 | 224.4 | 0.14348 | 8.6213 | 0 | 0 | 40.8193 | 224.4001 | 0.1819
| Energy Star Window Air Conditioner - Cooling Zone 2 18000 Btu/hr | 9 | 99.5818 | 269.28 | 0 | 0 |  | 0.17 | 0 | 107.175 | 0 | 0.071968 | 269.2801 | 0 | 0 | 269.2801 | 349.563 | 34.2272 | 0 | 4.4104 | 38.6376 | 269.2801 | 0.14348 | 10.3456 | 0 | 0 | 48.9832 | 269.2801 | 0.1819
| Energy Star Window Air Conditioner - Cooling Zone 2 20000 Btu/hr | 9 | 110.6465 | 299.2 | 0 | 0 |  | 0.17 | 0 | 119.0833 | 0 | 0.079965 | 299.2001 | 0 | 0 | 299.2001 | 349.563 | 38.0302 | 0 | 4.9004 | 42.9306 | 299.2001 | 0.14348 | 11.4951 | 0 | 0 | 54.4257 | 299.2001 | 0.1819
| Energy Star Window Air Conditioner - Cooling Zone 2 9000 Btu/hr | 9 | 48.8265 | 147.06 | 0 | 0 |  | 0.17 | 0 | 52.5496 | 0 | 0.035287 | 147.06 | 0 | 0 | 147.06 | 389.3501 | 16.7821 | 0 | 2.1625 | 18.9446 | 147.06 | 0.12882 | 5.0726 | 0 | 0 | 24.0172 | 147.06 | 0.16332
| Energy Star Window Air Conditioner - Cooling Zone 2 11000 Btu/hr | 9 | 59.6769 | 179.74 | 0 | 0 |  | 0.17 | 0 | 64.2272 | 0 | 0.043129 | 179.74 | 0 | 0 | 179.74 | 389.3501 | 20.5115 | 0 | 2.643 | 23.1545 | 179.74 | 0.12882 | 6.1999 | 0 | 0 | 29.3544 | 179.74 | 0.16332
| Energy Star Window Air Conditioner - Cooling Zone 2 13000 Btu/hr | 9 | 70.5272 | 212.42 | 0 | 0 |  | 0.17 | 0 | 75.9049 | 0 | 0.05097 | 212.42 | 0 | 0 | 212.42 | 389.3501 | 24.2408 | 0 | 3.1236 | 27.3644 | 212.42 | 0.12882 | 7.3271 | 0 | 0 | 34.6915 | 212.42 | 0.16332
| Energy Star Window Air Conditioner - Cooling Zone 2 8000 Btu/hr | 9 | 43.4014 | 130.72 | 0 | 0 |  | 0.17 | 0 | 46.7107 | 0 | 0.031366 | 130.72 | 0 | 0 | 130.72 | 389.3501 | 14.9174 | 0 | 1.9222 | 16.8396 | 130.72 | 0.12882 | 4.509 | 0 | 0 | 21.3486 | 130.72 | 0.16332
| Energy Star Window Air Conditioner - Cooling Zone 2 10000 Btu/hr | 9 | 54.2517 | 163.4 | 0 | 0 |  | 0.17 | 0 | 58.3884 | 0 | 0.039208 | 163.4 | 0 | 0 | 163.4 | 389.3501 | 18.6468 | 0 | 2.4027 | 21.0495 | 163.4 | 0.12882 | 5.6362 | 0 | 0 | 26.6858 | 163.4 | 0.16332
| Energy Star Window Air Conditioner - Cooling Zone 2 12000 Btu/hr | 9 | 65.102 | 196.08 | 0 | 0 |  | 0.17 | 0 | 70.0661 | 0 | 0.047049 | 196.08 | 0 | 0 | 196.08 | 389.3501 | 22.3762 | 0 | 2.8833 | 25.2595 | 196.08 | 0.12882 | 6.7635 | 0 | 0 | 32.0229 | 196.08 | 0.16332
| Energy Star Window Air Conditioner - Cooling Zone PNW Average 6000 Btu/hr | 9 | 28.0663 | 89.76 | 0 | 0 |  | 0.17 | 0 | 30.2063 | 0 | 0.020284 | 89.76 | 0 | 0 | 89.76 | 413.4276 | 9.6466 | 0 | 1.243 | 10.8897 | 89.76 | 0.12132 | 2.9158 | 0 | 0 | 13.8055 | 89.76 | 0.1538
| Energy Star Window Air Conditioner - Cooling Zone PNW Average 16000 Btu/hr | 9 | 74.8434 | 239.36 | 0 | 0 |  | 0.17 | 0 | 80.5502 | 0 | 0.05409 | 239.3601 | 0 | 0 | 239.36 | 413.4276 | 25.7244 | 0 | 3.3147 | 29.0391 | 239.3601 | 0.12132 | 7.7755 | 0 | 0 | 36.8146 | 239.36 | 0.1538
| Energy Star Window Air Conditioner - Cooling Zone PNW Average 19000 Btu/hr | 9 | 88.8766 | 284.24 | 0 | 0 |  | 0.17 | 0 | 95.6534 | 0 | 0.064231 | 284.2401 | 0 | 0 | 284.2401 | 413.4276 | 30.5477 | 0 | 3.9362 | 34.4839 | 284.2401 | 0.12132 | 9.2334 | 0 | 0 | 43.7174 | 284.2401 | 0.1538
| Energy Star Window Air Conditioner - Cooling Zone PNW Average 17000 Btu/hr | 9 | 79.5211 | 254.32 | 0 | 0 |  | 0.17 | 0 | 85.5846 | 0 | 0.05747 | 254.3201 | 0 | 0 | 254.3201 | 413.4276 | 27.3321 | 0 | 3.5219 | 30.854 | 254.3201 | 0.12132 | 8.2615 | 0 | 0 | 39.1155 | 254.3201 | 0.1538
| Energy Star Window Air Conditioner - Cooling Zone PNW Average 5000 Btu/hr | 9 | 23.3886 | 74.8 | 0 | 0 |  | 0.17 | 0 | 25.172 | 0 | 0.016903 | 74.8 | 0 | 0 | 74.8 | 413.4276 | 8.0389 | 0 | 1.0359 | 9.0747 | 74.8 | 0.12132 | 2.4298 | 0 | 0 | 11.5046 | 74.8 | 0.1538
| Energy Star Window Air Conditioner - Cooling Zone PNW Average 15000 Btu/hr | 9 | 70.1657 | 224.4 | 0 | 0 |  | 0.17 | 0 | 75.5159 | 0 | 0.050709 | 224.4 | 0 | 0 | 224.4001 | 413.4276 | 24.1166 | 0 | 3.1076 | 27.2242 | 224.4 | 0.12132 | 7.2895 | 0 | 0 | 34.5137 | 224.4001 | 0.1538
| Energy Star Window Air Conditioner - Cooling Zone PNW Average 18000 Btu/hr | 9 | 84.1989 | 269.28 | 0 | 0 |  | 0.17 | 0 | 90.619 | 0 | 0.060851 | 269.2801 | 0 | 0 | 269.2801 | 413.4276 | 28.9399 | 0 | 3.7291 | 32.669 | 269.2801 | 0.12132 | 8.7475 | 0 | 0 | 41.4164 | 269.2801 | 0.1538
| Energy Star Window Air Conditioner - Cooling Zone PNW Average 20000 Btu/hr | 9 | 93.5543 | 299.2 | 0 | 0 |  | 0.17 | 0 | 100.6878 | 0 | 0.067612 | 299.2001 | 0 | 0 | 299.2001 | 413.4276 | 32.1555 | 0 | 4.1434 | 36.2989 | 299.2001 | 0.12132 | 9.7194 | 0 | 0 | 46.0183 | 299.2001 | 0.1538
| Energy Star Window Air Conditioner - Cooling Zone PNW Average 7000 Btu/hr | 9 | 32.744 | 104.72 | 0 | 0 |  | 0.17 | 0 | 35.2407 | 0 | 0.023664 | 104.72 | 0 | 0 | 104.72 | 413.4276 | 11.2544 | 0 | 1.4502 | 12.7046 | 104.72 | 0.12132 | 3.4018 | 0 | 0 | 16.1064 | 104.72 | 0.1538
| Energy Star Window Air Conditioner - Cooling Zone PNW Average 14000 Btu/hr | 9 | 65.488 | 209.44 | 0 | 0 |  | 0.17 | 0 | 70.4815 | 0 | 0.047328 | 209.44 | 0 | 0 | 209.44 | 413.4276 | 22.5088 | 0 | 2.9004 | 25.4092 | 209.44 | 0.12132 | 6.8036 | 0 | 0 | 32.2128 | 209.44 | 0.1538
| Energy Star Window Air Conditioner - Cooling Zone PNW Average 9000 Btu/hr | 9 | 41.284 | 147.06 | 0 | 0 |  | 0.17 | 0 | 44.4319 | 0 | 0.029836 | 147.06 | 0 | 0 | 147.06 | 460.4837 | 14.1897 | 0 | 1.8284 | 16.0181 | 147.06 | 0.10892 | 4.289 | 0 | 0 | 20.3071 | 147.06 | 0.13809
| Energy Star Window Air Conditioner - Cooling Zone PNW Average 11000 Btu/hr | 9 | 50.4582 | 179.74 | 0 | 0 |  | 0.17 | 0 | 54.3057 | 0 | 0.036466 | 179.74 | 0 | 0 | 179.74 | 460.4836 | 17.343 | 0 | 2.2347 | 19.5777 | 179.74 | 0.10892 | 5.2421 | 0 | 0 | 24.8198 | 179.74 | 0.13809
| Energy Star Window Air Conditioner - Cooling Zone PNW Average 13000 Btu/hr | 9 | 59.6325 | 212.42 | 0 | 0 |  | 0.17 | 0 | 64.1794 | 0 | 0.043097 | 212.42 | 0 | 0 | 212.42 | 460.4837 | 20.4962 | 0 | 2.6411 | 23.1373 | 212.42 | 0.10892 | 6.1952 | 0 | 0 | 29.3325 | 212.42 | 0.13809
| Energy Star Window Air Conditioner - Cooling Zone PNW Average 10000 Btu/hr | 9 | 45.8711 | 163.4 | 0 | 0 |  | 0.17 | 0 | 49.3688 | 0 | 0.033151 | 163.4 | 0 | 0 | 163.4 | 460.4837 | 15.7663 | 0 | 2.0316 | 17.7979 | 163.4 | 0.10892 | 4.7656 | 0 | 0 | 22.5635 | 163.4 | 0.13809
| Energy Star Window Air Conditioner - Cooling Zone PNW Average 8000 Btu/hr | 9 | 36.6969 | 130.72 | 0 | 0 |  | 0.17 | 0 | 39.495 | 0 | 0.026521 | 130.72 | 0 | 0 | 130.72 | 460.4837 | 12.6131 | 0 | 1.6253 | 14.2383 | 130.72 | 0.10892 | 3.8125 | 0 | 0 | 18.0508 | 130.72 | 0.13809
| Energy Star Window Air Conditioner - Cooling Zone PNW Average 12000 Btu/hr | 9 | 55.0454 | 196.08 | 0 | 0 |  | 0.17 | 0 | 59.2426 | 0 | 0.039781 | 196.08 | 0 | 0 | 196.08 | 460.4837 | 18.9196 | 0 | 2.4379 | 21.3575 | 196.08 | 0.10892 | 5.7187 | 0 | 0 | 27.0762 | 196.08 | 0.13809
| Energy Star Window Air Conditioner - Cooling Zone 1 19000 Btu/hr | 9 | 58.5341 | 284.24 | 0 | 0 |  | 0.17 | 0 | 62.9973 | 0 | 0.042303 | 284.2401 | 0 | 0 | 284.2401 | 627.7376 | 19.3628 | 0 | 2.5168 | 21.8796 | 284.2401 | 0.076976 | 6.0811 | 0 | 0 | 27.9608 | 284.2401 | 0.09837
| Energy Star Window Air Conditioner - Cooling Zone 1 6000 Btu/hr | 9 | 18.4844 | 89.76 | 0 | 0 |  | 0.17 | 0 | 19.8939 | 0 | 0.013359 | 89.76 | 0 | 0 | 89.76 | 627.7375 | 6.1146 | 0 | 0.79479 | 6.9094 | 89.76 | 0.076976 | 1.9204 | 0 | 0 | 8.8297 | 89.76 | 0.09837
| Energy Star Window Air Conditioner - Cooling Zone 1 16000 Btu/hr | 9 | 49.2918 | 239.36 | 0 | 0 |  | 0.17 | 0 | 53.0503 | 0 | 0.035623 | 239.3601 | 0 | 0 | 239.36 | 627.7376 | 16.3055 | 0 | 2.1194 | 18.425 | 239.3601 | 0.076976 | 5.1209 | 0 | 0 | 23.5459 | 239.36 | 0.09837
| Energy Star Window Air Conditioner - Cooling Zone 1 5000 Btu/hr | 9 | 15.4037 | 74.8 | 0 | 0 |  | 0.17 | 0 | 16.5782 | 0 | 0.011132 | 74.8 | 0 | 0 | 74.8 | 627.7376 | 5.0955 | 0 | 0.66232 | 5.7578 | 74.8 | 0.076976 | 1.6003 | 0 | 0 | 7.3581 | 74.8 | 0.09837
| Energy Star Window Air Conditioner - Cooling Zone 1 7000 Btu/hr | 9 | 21.5652 | 104.72 | 0 | 0 |  | 0.17 | 0 | 23.2095 | 0 | 0.015585 | 104.72 | 0 | 0 | 104.72 | 627.7376 | 7.1337 | 0 | 0.92725 | 8.0609 | 104.72 | 0.076976 | 2.2404 | 0 | 0 | 10.3013 | 104.72 | 0.09837
| Energy Star Window Air Conditioner - Cooling Zone 1 14000 Btu/hr | 9 | 43.1304 | 209.44 | 0 | 0 |  | 0.17 | 0 | 46.419 | 0 | 0.03117 | 209.44 | 0 | 0 | 209.44 | 627.7376 | 14.2673 | 0 | 1.8545 | 16.1218 | 209.44 | 0.076976 | 4.4808 | 0 | 0 | 20.6027 | 209.44 | 0.09837
| Energy Star Window Air Conditioner - Cooling Zone 1 17000 Btu/hr | 9 | 52.3726 | 254.32 | 0 | 0 |  | 0.17 | 0 | 56.366 | 0 | 0.03785 | 254.3201 | 0 | 0 | 254.3201 | 627.7375 | 17.3246 | 0 | 2.2519 | 19.5765 | 254.3201 | 0.076976 | 5.441 | 0 | 0 | 25.0175 | 254.3201 | 0.09837
| Energy Star Window Air Conditioner - Cooling Zone 1 18000 Btu/hr | 9 | 55.4533 | 269.28 | 0 | 0 |  | 0.17 | 0 | 59.6816 | 0 | 0.040076 | 269.2801 | 0 | 0 | 269.2801 | 627.7376 | 18.3437 | 0 | 2.3844 | 20.7281 | 269.2801 | 0.076976 | 5.7611 | 0 | 0 | 26.4891 | 269.2801 | 0.09837
| Energy Star Window Air Conditioner - Cooling Zone 1 20000 Btu/hr | 9 | 61.6148 | 299.2 | 0 | 0 |  | 0.17 | 0 | 66.3129 | 0 | 0.044529 | 299.2001 | 0 | 0 | 299.2001 | 627.7376 | 20.3819 | 0 | 2.6493 | 23.0312 | 299.2001 | 0.076976 | 6.4012 | 0 | 0 | 29.4324 | 299.2001 | 0.09837
| Energy Star Window Air Conditioner - Cooling Zone 1 15000 Btu/hr | 9 | 46.2111 | 224.4 | 0 | 0 |  | 0.17 | 0 | 49.7347 | 0 | 0.033397 | 224.4 | 0 | 0 | 224.4001 | 627.7376 | 15.2864 | 0 | 1.987 | 17.2734 | 224.4 | 0.076976 | 4.8009 | 0 | 0 | 22.0743 | 224.4001 | 0.09837
| Energy Star Window Air Conditioner - Cooling Zone 1 9000 Btu/hr | 9 | 27.1896 | 147.06 | 0 | 0 |  | 0.17 | 0 | 29.2628 | 0 | 0.01965 | 147.06 | 0 | 0 | 147.06 | 699.1863 | 8.9942 | 0 | 1.1691 | 10.1633 | 147.06 | 0.06911 | 2.8247 | 0 | 0 | 12.988 | 147.06 | 0.088318
| Energy Star Window Air Conditioner - Cooling Zone 1 11000 Btu/hr | 9 | 33.2318 | 179.74 | 0 | 0 |  | 0.17 | 0 | 35.7657 | 0 | 0.024017 | 179.74 | 0 | 0 | 179.74 | 699.1863 | 10.9929 | 0 | 1.4289 | 12.4218 | 179.74 | 0.06911 | 3.4525 | 0 | 0 | 15.8743 | 179.74 | 0.088318
| Energy Star Window Air Conditioner - Cooling Zone 1 13000 Btu/hr | 9 | 39.2739 | 212.42 | 0 | 0 |  | 0.17 | 0 | 42.2685 | 0 | 0.028383 | 212.42 | 0 | 0 | 212.42 | 699.1863 | 12.9916 | 0 | 1.6887 | 14.6803 | 212.42 | 0.06911 | 4.0802 | 0 | 0 | 18.7605 | 212.42 | 0.088318
| Energy Star Window Air Conditioner - Cooling Zone 1 8000 Btu/hr | 9 | 24.1686 | 130.72 | 0 | 0 |  | 0.17 | 0 | 26.0114 | 0 | 0.017467 | 130.72 | 0 | 0 | 130.72 | 699.1863 | 7.9949 | 0 | 1.0392 | 9.034 | 130.72 | 0.06911 | 2.5109 | 0 | 0 | 11.5449 | 130.72 | 0.088318
| Energy Star Window Air Conditioner - Cooling Zone 1 10000 Btu/hr | 9 | 30.2107 | 163.4 | 0 | 0 |  | 0.17 | 0 | 32.5143 | 0 | 0.021833 | 163.4 | 0 | 0 | 163.4 | 699.1863 | 9.9936 | 0 | 1.299 | 11.2926 | 163.4 | 0.06911 | 3.1386 | 0 | 0 | 14.4312 | 163.4 | 0.088318
| Energy Star Window Air Conditioner - Cooling Zone 1 12000 Btu/hr | 9 | 36.2528 | 196.08 | 0 | 0 |  | 0.17 | 0 | 39.0171 | 0 | 0.0262 | 196.08 | 0 | 0 | 196.08 | 699.1863 | 11.9923 | 0 | 1.5588 | 13.5511 | 196.08 | 0.06911 | 3.7663 | 0 | 0 | 17.3174 | 196.08 | 0.088318
Totals for Measures/Categories with Benefits Exceeding Costs
| Totals Basis | Busbar Savings | PV Cost | First Cost | Admin Cost | Program Cost | Program $/KWa | Levelized Cost | PV Benefits | B/C Ratio
| Measures with B/C>1.00 | 0 | 0 | 0 | 0 | 0 | 0 | 0 | 0 | 0
| Categories with B/C>1.00 | 0 | 0 | 0 | 0 | 0 | 0 | 0 | 1616.2506 | 0
| % of Measures with B/C >1.00 | 2.7264 | 961.4029 | 961.4025 | 192.2805 | 1153.6834 | 3706749.25 | 58871.317 | 0.94024 | 0.00081499
| Block 1: x <=10 m/kWh | 0 | 0 | 0 | 0 | 0 | 0 | 0 | 0 | 0
| Block 2: 10< x <=20 m/kWh | 0 | 0 | 0 | 0 | 0 | 0 | 0 | 0 | 0
| Block 3: 20< x <=30 m/kWh | 0 | 0 | 0 | 0 | 0 | 0 | 0 | 0 | 0
| Block 4: 30< x <=40 m/kWh | 0 | 0 | 0 | 0 | 0 | 0 | 0 | 0 | 0
| Block 5: 40< x <=50 m/kWh | 0 | 0 | 0 | 0 | 0 | 0 | 0 | 0 | 0
| Block 6: 50< x <=60 m/kWh | 0 | 0 | 0 | 0 | 0 | 0 | 0 | 0 | 0
| Block 7: 60m/kWh < x | 4884.0193 | 12315.7626 | 12315.76 | 2463.152 | 14778.9146 | 26507.5312 | 420.9978 | 1616.2506 | 0.10936

## Window AC
Window Air Conditioner Use Assumptions | [10 empty] | User Inputs=>
Location | Portland | Seattle | Boise | Spokane | Missoula | Region | Cooling Zone 1 | Cooling Zone 2 | Cooling Zone 3 | PNW Region | Calculated=>
Regional Weight - Cooling | 20% | 35% | 5% | 15% | 25% | 100%
Zone Weights
Zone 1 | 0% | 85% | 0% | 0% | 15% | 100%
Zone 2 | 40% | 0% | 0% | 60% | 0% | 100%
Zone 3 | 0% | 0% | 100% | 0% | 0% | 100%
Cooling Degree Hours* | 486 | 271 | 990 | 633 | 596 | 485.5 | 319.75 | 574.2 | 990 | 485.5
*Computed from hourly temperatures using SUNCODE & TMY2 Weather Files
Window Air Conditioner Energy Use, Savings and Cost Assumptions
|  |  |  | Annual Operating Hours |  |  |  | Baseline Use (kWh/yr) |  |  |  | Energy Star Use (kWh/yr) |  |  |  | Total Cost (2000$) |  |  | Annual Savings (kWh/yr)
Window Air Conditioner Size Range | Capacity (Btu/hr) | Fed. Std. Min. EER** | Energy Star EER | Cooling Zone 1 | Cooling Zone 2 | Cooling Zone 3 | PNW Region | Cooling Zone 1 | Cooling Zone 2 | Cooling Zone 3 | PNW Region | Cooling Zone 1 | Cooling Zone 2 | Cooling Zone 3 | PNW Region | Baseline | Energy Star | Incremental Cost | Cooling Zone 1 | Cooling Zone 2 | Cooling Zone 3 | PNW Region
< 6000 Btu/Hr | 5000 | 9.7 | 10.7 | 319.75 | 574.2 | 990 | 485.5 | 164.8196 | 295.9794 | 510.3093 | 250.2577 | 149.4159 | 268.3178 | 462.6168 | 226.8692 | 229.305 | 304.105 | 74.8 | 15.4037 | 27.6616 | 47.6925 | 23.3886
< 6000 Btu/Hr | 6000 | 9.7 | 10.7 | 319.75 | 574.2 | 990 | 485.5 | 197.7835 | 355.1753 | 612.3711 | 300.3093 | 179.2991 | 321.9813 | 555.1402 | 272.243 | 275.166 | 364.926 | 89.76 | 18.4844 | 33.1939 | 57.2309 | 28.0663
6000 - 7999 Btu/Hr | 7000 | 9.7 | 10.7 | 319.75 | 574.2 | 990 | 485.5 | 230.7474 | 414.3711 | 714.433 | 350.3608 | 209.1822 | 375.6449 | 647.6636 | 317.6168 | 321.027 | 425.747 | 104.72 | 21.5652 | 38.7263 | 66.7694 | 32.744
8000 - 13,999 Btu/hr | 8000 | 9.8 | 10.8 | 319.75 | 574.2 | 990 | 485.5 | 261.0204 | 468.7347 | 808.1633 | 396.3265 | 236.8519 | 425.3333 | 733.3333 | 359.6296 | 373.888 | 504.608 | 130.72 | 24.1686 | 43.4014 | 74.8299 | 36.6969
8001 - 13,999 Btu/hr | 9000 | 9.8 | 10.8 | 319.75 | 574.2 | 990 | 485.5 | 293.648 | 527.3265 | 909.1837 | 445.8673 | 266.4583 | 478.5 | 825 | 404.5833 | 420.624 | 567.684 | 147.06 | 27.1896 | 48.8265 | 84.1837 | 41.284
8002 - 13,999 Btu/hr | 10000 | 9.8 | 10.8 | 319.75 | 574.2 | 990 | 485.5 | 326.2755 | 585.9184 | 1010.2041 | 495.4082 | 296.0648 | 531.6667 | 916.6667 | 449.537 | 467.36 | 630.76 | 163.4 | 30.2107 | 54.2517 | 93.5374 | 45.8711
8003 - 13,999 Btu/hr | 11000 | 9.8 | 10.8 | 319.75 | 574.2 | 990 | 485.5 | 358.9031 | 644.5102 | 1111.2245 | 544.949 | 325.6713 | 584.8333 | 1008.3333 | 494.4907 | 514.096 | 693.836 | 179.74 | 33.2318 | 59.6769 | 102.8912 | 50.4582
8004 - 13,999 Btu/hr | 12000 | 9.8 | 10.8 | 319.75 | 574.2 | 990 | 485.5 | 391.5306 | 703.102 | 1212.2449 | 594.4898 | 355.2778 | 638 | 1100 | 539.4444 | 560.832 | 756.912 | 196.08 | 36.2528 | 65.102 | 112.2449 | 55.0454
8005 - 13,999 Btu/hr | 13000 | 9.8 | 10.8 | 319.75 | 574.2 | 990 | 485.5 | 424.1582 | 761.6939 | 1313.2653 | 644.0306 | 384.8843 | 691.1667 | 1191.6667 | 584.3981 | 607.568 | 819.988 | 212.42 | 39.2739 | 70.5272 | 121.5986 | 59.6325
14,000 - 19,999 Btu/hr | 14000 | 9.7 | 10.7 | 319.75 | 574.2 | 990 | 485.5 | 461.4948 | 828.7423 | 1428.866 | 700.7216 | 418.3645 | 751.2897 | 1295.3271 | 635.2336 | 642.054 | 851.494 | 209.44 | 43.1304 | 77.4525 | 133.5389 | 65.488
14,000 - 19,999 Btu/hr | 15000 | 9.7 | 10.7 | 319.75 | 574.2 | 990 | 485.5 | 494.4588 | 887.9381 | 1530.9278 | 750.7732 | 448.2477 | 804.9533 | 1387.8505 | 680.6075 | 687.915 | 912.315 | 224.4 | 46.2111 | 82.9849 | 143.0774 | 70.1657
14,000 - 19,999 Btu/hr | 16000 | 9.7 | 10.7 | 319.75 | 574.2 | 990 | 485.5 | 527.4227 | 947.134 | 1632.9897 | 800.8247 | 478.1308 | 858.6168 | 1480.3738 | 725.9813 | 733.776 | 973.136 | 239.36 | 49.2918 | 88.5172 | 152.6159 | 74.8434
14,000 - 19,999 Btu/hr | 17000 | 9.7 | 10.7 | 319.75 | 574.2 | 990 | 485.5 | 560.3866 | 1006.3299 | 1735.0515 | 850.8763 | 508.014 | 912.2804 | 1572.8972 | 771.3551 | 779.637 | 1033.957 | 254.32 | 52.3726 | 94.0495 | 162.1544 | 79.5211
14,000 - 19,999 Btu/hr | 18000 | 9.7 | 10.7 | 319.75 | 574.2 | 990 | 485.5 | 593.3505 | 1065.5258 | 1837.1134 | 900.9278 | 537.8972 | 965.9439 | 1665.4206 | 816.729 | 825.498 | 1094.778 | 269.28 | 55.4533 | 99.5818 | 171.6928 | 84.1989
14,000 - 19,999 Btu/hr | 19000 | 9.7 | 10.7 | 319.75 | 574.2 | 990 | 485.5 | 626.3144 | 1124.7216 | 1939.1753 | 950.9794 | 567.7804 | 1019.6075 | 1757.9439 | 862.1028 | 871.359 | 1155.599 | 284.24 | 58.5341 | 105.1142 | 181.2313 | 88.8766
20,000 + Btu/hr | 20000 | 9.7 | 10.7 | 319.75 | 574.2 | 990 | 485.5 | 659.2784 | 1183.9175 | 2041.2371 | 1001.0309 | 597.6636 | 1073.271 | 1850.4673 | 907.4766 | 917.22 | 1216.42 | 299.2 | 61.6148 | 110.6465 | 190.7698 | 93.5543
*Retail Cost Based on Regression Fit for Average Price vs. EER data shown on "Price vs. EER Regression" tab.
Annual Operating Hours based on cooling degree hours for each climate zone on "CAC & HP Use & Savings" tab
**Effective October 1, 2000

## Price vs. EER Regressions
Pooled Room Air Conditioner Cost and Performance Data
Average Retail Price
Brand | Model | Capacity (BTU/hr) | EER | $/Btu/hr of Capacity | Retail Price | EER | $/Btu/hr | $
Carrier | UCB061B | 6100 | 9.5 | 0.048067 | 293.21 | 9.5 | 0.049504 | 428.5971
FRIGIDAIRE | FAC080J7A | 8000 | 9.5 | 0.037499 | 299.99 | 9.6 | 0.050918 | 499
FRIGIDAIRE | FAC084J7A | 8000 | 9.5 | 0.042499 | 339.99 | 9.7 | 0.041454 | 217.995
Feddars | A3Q08F2B | 8000 | 9.5 | 0.067375 | 539 | 9.8 | 0.034763 | 264.9933
FRIGIDAIRE | FAL104J1A | 10000 | 9.5 | 0.042999 | 429.99 | 10 | 0.050295 | 373.6412
Friedrich | SV10J10C | 10000 | 9.5 | 0.0739 | 739 | 10.2 | 0.050918 | 499
SHARP | AFR1108X | 10500 | 9.5 | 0.03419 | 359 | 10.4 | 0.051998 | 259.99
Amana | 10QZ22RC | 9800 | 9.6 | 0.050918 | 499 | 10.5 | 0.043345 | 389.495
GE | ASV05LA | 5000 | 9.7 | 0.039998 | 199.99 | 10.8 | 0.079769 | 587
SHARP | AFR609X | 5500 | 9.7 | 0.042909 | 236 | 11.5 | 0.085761 | 789
CARRIER | GCA051B | 5300 | 9.8 | 0.036792 | 195 | 11.7 | 0.082255 | 839
GE | ASV08FA | 8000 | 9.8 | 0.037499 | 299.99
GOLDSTAR | R1000 | 10000 | 9.8 | 0.029999 | 299.99
PANASONIC | CWC52RU | 5000 | 10 | 0.041 | 205
Feddars | A3Q06F2B | 6000 | 10 | 0.0715 | 429
Frigidaire | FAB067W7B | 6100 | 10 | 0.065566 | 399.95 |  |  |  | Linear |  |  | Binomial
SHARP | AFR709X | 6500 | 10 | 0.039385 | 256 |  |  |  | 9.7 | 10.7 | Diff | 9.7 | 10.7 | Diff
Sharp | AF-T706X | 6500 | 10 | 0.042308 | 275 |  |  |  | 0.04374 | 0.06394 | 161.6 | 0.045861 | 0.060821 | 119.68
Amana | 7M11TA | 6600 | 10 | 0.062879 | 415 |  |  |  | 349.92 | 511.52 |  | 366.888 | 486.568
Amana | 7QZ21RC | 6700 | 10 | 0.061045 | 409
Amana | 7QZ21TB | 6700 | 10 | 0.061045 | 409 | Median Retail Price
CARRIER | GCA081B | 8000 | 10 | 0.033375 | 267 | EER | $/Btu/hr | $
WHIRLPOOL | ACQ082XJ | 8000 | 10 | 0.044999 | 359.99 | 9.5 | 0.042999 | 359
WHIRLPOOL | ACE082XJ | 8000 | 10 | 0.053749 | 429.99 | 9.6 | 0.050918 | 499
Friedrich | SQ08J10B | 8000 | 10 | 0.066125 | 529 | 9.7 | 0.041454 | 217.995
SHARP | AFR908X | 8500 | 10 | 0.038706 | 329 | 9.8 | 0.036792 | 299.99
SHARP | AFR908X | 9000 | 10 | 0.044443 | 399.99 | 10 | 0.044999 | 399.99
AMANA | 9M11TA | 9000 | 10 | 0.049999 | 449.99 | 10.2 | 0.050918 | 499
PANASONIC | CWC101MU | 10000 | 10 | 0.0359 | 359 | 10.4 | 0.051998 | 259.99
GE | ASM10AA | 10000 | 10 | 0.042999 | 429.99 | 10.5 | 0.043345 | 389.495
Amana | 10QZ22TB | 9800 | 10.2 | 0.050918 | 499 | 10.8 | 0.079769 | 587
WHIRLPOOL | ACG052XJ | 5000 | 10.4 | 0.051998 | 259.99 | 11.5 | 0.085761 | 789
White-Westinghouse | WAK083F7V | 8000 | 10.5 | 0.052499 | 419.99 | 11.7 | 0.082255 | 839
CARRIER | GCC101B | 10500 | 10.5 | 0.03419 | 359
Friedrich | SQ06J10A | 6300 | 10.8 | 0.070635 | 445
Friedrich | SS08J10A | 8200 | 10.8 | 0.088902 | 729
Friedrich | SS09J10A | 9200 | 11.5 | 0.085761 | 789
Friedrich | SS10J10A | 10200 | 11.7 | 0.082255 | 839
[9 empty] | Linear |  |  | Binomial
[9 empty] | 9.7 | 10.7 | Diff | 9.7 | 10.7 | Diff
[9 empty] | 0.04201 | 0.06331 | 170.4 | 0.047833 | 0.065713 | 143.04
[9 empty] | 336.08 | 506.48 |  | 382.664 | 525.704
Minimum Retail Price
[6 empty] | EER | $/Btu/hr | $
[6 empty] | 9.5 | 0.03419 | 293.21
[6 empty] | 9.6 | 0.050918 | 499
[6 empty] | 9.7 | 0.039998 | 199.99
[6 empty] | 9.8 | 0.029999 | 195
[6 empty] | 10 | 0.033375 | 205
[6 empty] | 10.2 | 0.050918 | 499
[6 empty] | 10.4 | 0.051998 | 259.99
[6 empty] | 10.5 | 0.03419 | 359
[6 empty] | 10.8 | 0.070635 | 445
[6 empty] | 11.5 | 0.085761 | 789
[6 empty] | 11.7 | 0.082255 | 839
[9 empty] | Linear |  |  | Binomial
[9 empty] | 9.7 | 10.7 | Diff | 9.7 | 10.7 | Diff
[9 empty] | 0.03627 | 0.05937 | 184.8 | 0.038705 | 0.055305 | 132.8
[9 empty] | 290.16 | 474.96 |  | 309.64 | 442.44
Brand | Model | Capacity (BTU/hr) | EER | $/Btu/hr of Capacity | Retail Price
SHARP | AFM509X | 5000 | 8 | 0.0328 | 164
GOLDSTAR | R5000 | 5000 | 8 | 0.033996 | 169.98
FRIGIDAIRE | FAC052J7A | 5000 | 8 | 0.039998 | 199.99
WHIRLPOOL | ACM052XJ | 5000 | 8 | 0.039998 | 199.99
SHARP | AFR509X | 5000 | 8 | 0.041 | 205
SHARP | AFR509X | 5000 | 8 | 0.049998 | 249.99
GE | ASV05LA | 5000 | 9.7 | 0.039998 | 199.99
PANASONIC | CWC52RU | 5000 | 10 | 0.041 | 205
WHIRLPOOL | ACG052XJ | 5000 | 10.4 | 0.051998 | 259.99
FRIGIDAIRE | FAC054J7A | 5200 | 9 | 0.044229 | 229.99
CARRIER | GCA051B | 5300 | 9.8 | 0.036792 | 195
SHARP | AFR609X | 5500 | 9.7 | 0.042909 | 236
PANASONIC | CWC60RU | 6000 | 8.5 | 0.0445 | 267
WHIRLPOOL | ACM062XJ | 6000 | 8.7 | 0.041665 | 249.99
FRIGIDAIRE | FAC064J7A | 6000 | 9 | 0.044998 | 269.99
Feddars | A3Q06F2B | 6000 | 10 | 0.0715 | 429
CARRIER | LCA061P | 6050 | 9 | 0.05438 | 329
Carrier | UCB061B | 6100 | 9.5 | 0.048067 | 293.21
Frigidaire | FAB067W7B | 6100 | 10 | 0.065566 | 399.95
Friedrich | SQ06J10A | 6300 | 10.8 | 0.070635 | 445
SHARP | AFR709X | 6500 | 10 | 0.039385 | 256
Sharp | AF-T706X | 6500 | 10 | 0.042308 | 275
Amana | 7M11TA | 6600 | 10 | 0.062879 | 415
Amana | 7QZ21RC | 6700 | 10 | 0.061045 | 409
Amana | 7QZ21TB | 6700 | 10 | 0.061045 | 409
SHARP | AFM808X | 8000 | 9 | 0.035875 | 287
Amana | 8QZ21TB | 8000 | 9 | 0.059875 | 479
White-Westinghouse | WAH086P1T | 8000 | 9 | 0.071244 | 569.95
FRIGIDAIRE | FAC080J7A | 8000 | 9.5 | 0.037499 | 299.99
FRIGIDAIRE | FAC084J7A | 8000 | 9.5 | 0.042499 | 339.99
Feddars | A3Q08F2B | 8000 | 9.5 | 0.067375 | 539
GE | ASV08FA | 8000 | 9.8 | 0.037499 | 299.99
CARRIER | GCA081B | 8000 | 10 | 0.033375 | 267
WHIRLPOOL | ACQ082XJ | 8000 | 10 | 0.044999 | 359.99
WHIRLPOOL | ACE082XJ | 8000 | 10 | 0.053749 | 429.99
Friedrich | SQ08J10B | 8000 | 10 | 0.066125 | 529
White-Westinghouse | WAK083F7V | 8000 | 10.5 | 0.052499 | 419.99
Sharp | AF-806M6 | 8100 | 9.1 | 0.036914 | 299
Frigidaire | FAC083T7A | 8200 | 9.2 | 0.040238 | 329.95
White-Westinghouse | WAC086T7A | 8200 | 9.2 | 0.069506 | 569.95
Friedrich | SS08J10A | 8200 | 10.8 | 0.088902 | 729
White-Westinghouse | WAH094P2T | 8300 | 8.7 | 0.05662 | 469.95
Carrier | UCB081B | 8400 | 9.2 | 0.041783 | 350.98
SHARP | AFR908X | 8500 | 10 | 0.038706 | 329
SHARP | AFR908X | 9000 | 10 | 0.044443 | 399.99
AMANA | 9M11TA | 9000 | 10 | 0.049999 | 449.99
Friedrich | SS09J10A | 9200 | 11.5 | 0.085761 | 789
Frigidaire | FAL103S1A | 9800 | 9.3 | 0.046934 | 459.95
Amana | 10QZ22RC | 9800 | 9.6 | 0.050918 | 499
Amana | 10QZ22TB | 9800 | 10.2 | 0.050918 | 499
WHIRLPOOL | ACU102XJ | 10000 | 8.5 | 0.046999 | 469.99
WHIRLPOOL | ACM102XJ | 10000 | 9 | 0.034999 | 349.99
WHIRLPOOL | ACS102XJ | 10000 | 9 | 0.049999 | 499.99
Feddars | A1V10S2B | 10000 | 9 | 0.063999 | 639.99
FRIGIDAIRE | FAL104J1A | 10000 | 9.5 | 0.042999 | 429.99
Friedrich | SV10J10C | 10000 | 9.5 | 0.0739 | 739
GOLDSTAR | R1000 | 10000 | 9.8 | 0.029999 | 299.99
PANASONIC | CWC101MU | 10000 | 10 | 0.0359 | 359
GE | ASM10AA | 10000 | 10 | 0.042999 | 429.99
Friedrich | SS10J10A | 10200 | 11.7 | 0.082255 | 839
SHARP | AFR1108X | 10500 | 9.5 | 0.03419 | 359
CARRIER | GCC101B | 10500 | 10.5 | 0.03419 | 359
GoldStar | LW-C1232H* | 10700 | 8.5 | 0.052332 | 559.95

## Lookup Table
Technology, Measure or Practice | Delivery Mechanism or Program | Application | Location
Energy Star Window Air Conditioner - Cooling Zone 3 19000 Btu/hr | Unit Must Comply with Energy Star specifications and replace an existing unit. Manufacturer, retailer or consumer rebate, coupon or other incentive. | Residential Dwellings | Cooling Zone 3
Energy Star Window Air Conditioner - Cooling Zone 3 16000 Btu/hr | Unit Must Comply with Energy Star specifications and replace an existing unit. Manufacturer, retailer or consumer rebate, coupon or other incentive. | Residential Dwellings | Cooling Zone 3
Energy Star Window Air Conditioner - Cooling Zone 3 5000 Btu/hr | Unit Must Comply with Energy Star specifications and replace an existing unit. Manufacturer, retailer or consumer rebate, coupon or other incentive. | Residential Dwellings | Cooling Zone 3
Energy Star Window Air Conditioner - Cooling Zone 3 6000 Btu/hr | Unit Must Comply with Energy Star specifications and replace an existing unit. Manufacturer, retailer or consumer rebate, coupon or other incentive. | Residential Dwellings | Cooling Zone 3
Energy Star Window Air Conditioner - Cooling Zone 3 17000 Btu/hr | Unit Must Comply with Energy Star specifications and replace an existing unit. Manufacturer, retailer or consumer rebate, coupon or other incentive. | Residential Dwellings | Cooling Zone 3
Energy Star Window Air Conditioner - Cooling Zone 3 18000 Btu/hr | Unit Must Comply with Energy Star specifications and replace an existing unit. Manufacturer, retailer or consumer rebate, coupon or other incentive. | Residential Dwellings | Cooling Zone 3
Energy Star Window Air Conditioner - Cooling Zone 3 20000 Btu/hr | Unit Must Comply with Energy Star specifications and replace an existing unit. Manufacturer, retailer or consumer rebate, coupon or other incentive. | Residential Dwellings | Cooling Zone 3
Energy Star Window Air Conditioner - Cooling Zone 3 7000 Btu/hr | Unit Must Comply with Energy Star specifications and replace an existing unit. Manufacturer, retailer or consumer rebate, coupon or other incentive. | Residential Dwellings | Cooling Zone 3
Energy Star Window Air Conditioner - Cooling Zone 3 14000 Btu/hr | Unit Must Comply with Energy Star specifications and replace an existing unit. Manufacturer, retailer or consumer rebate, coupon or other incentive. | Residential Dwellings | Cooling Zone 3
Energy Star Window Air Conditioner - Cooling Zone 3 15000 Btu/hr | Unit Must Comply with Energy Star specifications and replace an existing unit. Manufacturer, retailer or consumer rebate, coupon or other incentive. | Residential Dwellings | Cooling Zone 3
Energy Star Window Air Conditioner - Cooling Zone 3 9000 Btu/hr | Unit Must Comply with Energy Star specifications and replace an existing unit. Manufacturer, retailer or consumer rebate, coupon or other incentive. | Residential Dwellings | Cooling Zone 3
Energy Star Window Air Conditioner - Cooling Zone 3 11000 Btu/hr | Unit Must Comply with Energy Star specifications and replace an existing unit. Manufacturer, retailer or consumer rebate, coupon or other incentive. | Residential Dwellings | Cooling Zone 3
Energy Star Window Air Conditioner - Cooling Zone 3 8000 Btu/hr | Unit Must Comply with Energy Star specifications and replace an existing unit. Manufacturer, retailer or consumer rebate, coupon or other incentive. | Residential Dwellings | Cooling Zone 3
Energy Star Window Air Conditioner - Cooling Zone 3 13000 Btu/hr | Unit Must Comply with Energy Star specifications and replace an existing unit. Manufacturer, retailer or consumer rebate, coupon or other incentive. | Residential Dwellings | Cooling Zone 3
Energy Star Window Air Conditioner - Cooling Zone 3 10000 Btu/hr | Unit Must Comply with Energy Star specifications and replace an existing unit. Manufacturer, retailer or consumer rebate, coupon or other incentive. | Residential Dwellings | Cooling Zone 3
Energy Star Window Air Conditioner - Cooling Zone 3 12000 Btu/hr | Unit Must Comply with Energy Star specifications and replace an existing unit. Manufacturer, retailer or consumer rebate, coupon or other incentive. | Residential Dwellings | Cooling Zone 3
Energy Star Window Air Conditioner - Cooling Zone 2 19000 Btu/hr | Unit Must Comply with Energy Star specifications and replace an existing unit. Manufacturer, retailer or consumer rebate, coupon or other incentive. | Residential Dwellings | Cooling Zone 2
Energy Star Window Air Conditioner - Cooling Zone 2 6000 Btu/hr | Unit Must Comply with Energy Star specifications and replace an existing unit. Manufacturer, retailer or consumer rebate, coupon or other incentive. | Residential Dwellings | Cooling Zone 2
Energy Star Window Air Conditioner - Cooling Zone 2 16000 Btu/hr | Unit Must Comply with Energy Star specifications and replace an existing unit. Manufacturer, retailer or consumer rebate, coupon or other incentive. | Residential Dwellings | Cooling Zone 2
Energy Star Window Air Conditioner - Cooling Zone 2 7000 Btu/hr | Unit Must Comply with Energy Star specifications and replace an existing unit. Manufacturer, retailer or consumer rebate, coupon or other incentive. | Residential Dwellings | Cooling Zone 2
Energy Star Window Air Conditioner - Cooling Zone 2 14000 Btu/hr | Unit Must Comply with Energy Star specifications and replace an existing unit. Manufacturer, retailer or consumer rebate, coupon or other incentive. | Residential Dwellings | Cooling Zone 2
Energy Star Window Air Conditioner - Cooling Zone 2 17000 Btu/hr | Unit Must Comply with Energy Star specifications and replace an existing unit. Manufacturer, retailer or consumer rebate, coupon or other incentive. | Residential Dwellings | Cooling Zone 2
Energy Star Window Air Conditioner - Cooling Zone 2 18000 Btu/hr | Unit Must Comply with Energy Star specifications and replace an existing unit. Manufacturer, retailer or consumer rebate, coupon or other incentive. | Residential Dwellings | Cooling Zone 2
Energy Star Window Air Conditioner - Cooling Zone 2 5000 Btu/hr | Unit Must Comply with Energy Star specifications and replace an existing unit. Manufacturer, retailer or consumer rebate, coupon or other incentive. | Residential Dwellings | Cooling Zone 2
Energy Star Window Air Conditioner - Cooling Zone 2 15000 Btu/hr | Unit Must Comply with Energy Star specifications and replace an existing unit. Manufacturer, retailer or consumer rebate, coupon or other incentive. | Residential Dwellings | Cooling Zone 2
Energy Star Window Air Conditioner - Cooling Zone 2 20000 Btu/hr | Unit Must Comply with Energy Star specifications and replace an existing unit. Manufacturer, retailer or consumer rebate, coupon or other incentive. | Residential Dwellings | Cooling Zone 2
Energy Star Window Air Conditioner - Cooling Zone 2 9000 Btu/hr | Unit Must Comply with Energy Star specifications and replace an existing unit. Manufacturer, retailer or consumer rebate, coupon or other incentive. | Residential Dwellings | Cooling Zone 2
Energy Star Window Air Conditioner - Cooling Zone 2 11000 Btu/hr | Unit Must Comply with Energy Star specifications and replace an existing unit. Manufacturer, retailer or consumer rebate, coupon or other incentive. | Residential Dwellings | Cooling Zone 2
Energy Star Window Air Conditioner - Cooling Zone 2 8000 Btu/hr | Unit Must Comply with Energy Star specifications and replace an existing unit. Manufacturer, retailer or consumer rebate, coupon or other incentive. | Residential Dwellings | Cooling Zone 2
Energy Star Window Air Conditioner - Cooling Zone 2 10000 Btu/hr | Unit Must Comply with Energy Star specifications and replace an existing unit. Manufacturer, retailer or consumer rebate, coupon or other incentive. | Residential Dwellings | Cooling Zone 2
Energy Star Window Air Conditioner - Cooling Zone 2 12000 Btu/hr | Unit Must Comply with Energy Star specifications and replace an existing unit. Manufacturer, retailer or consumer rebate, coupon or other incentive. | Residential Dwellings | Cooling Zone 2
Energy Star Window Air Conditioner - Cooling Zone 2 13000 Btu/hr | Unit Must Comply with Energy Star specifications and replace an existing unit. Manufacturer, retailer or consumer rebate, coupon or other incentive. | Residential Dwellings | Cooling Zone 2
Energy Star Window Air Conditioner - Cooling Zone 1 19000 Btu/hr | Unit Must Comply with Energy Star specifications and replace an existing unit. Manufacturer, retailer or consumer rebate, coupon or other incentive. | Residential Dwellings | Cooling Zone 1
Energy Star Window Air Conditioner - Cooling Zone 1 6000 Btu/hr | Unit Must Comply with Energy Star specifications and replace an existing unit. Manufacturer, retailer or consumer rebate, coupon or other incentive. | Residential Dwellings | Cooling Zone 1
Energy Star Window Air Conditioner - Cooling Zone 1 16000 Btu/hr | Unit Must Comply with Energy Star specifications and replace an existing unit. Manufacturer, retailer or consumer rebate, coupon or other incentive. | Residential Dwellings | Cooling Zone 1
Energy Star Window Air Conditioner - Cooling Zone 1 17000 Btu/hr | Unit Must Comply with Energy Star specifications and replace an existing unit. Manufacturer, retailer or consumer rebate, coupon or other incentive. | Residential Dwellings | Cooling Zone 1
Energy Star Window Air Conditioner - Cooling Zone 1 7000 Btu/hr | Unit Must Comply with Energy Star specifications and replace an existing unit. Manufacturer, retailer or consumer rebate, coupon or other incentive. | Residential Dwellings | Cooling Zone 1
Energy Star Window Air Conditioner - Cooling Zone 1 14000 Btu/hr | Unit Must Comply with Energy Star specifications and replace an existing unit. Manufacturer, retailer or consumer rebate, coupon or other incentive. | Residential Dwellings | Cooling Zone 1
Energy Star Window Air Conditioner - Cooling Zone 1 5000 Btu/hr | Unit Must Comply with Energy Star specifications and replace an existing unit. Manufacturer, retailer or consumer rebate, coupon or other incentive. | Residential Dwellings | Cooling Zone 1
Energy Star Window Air Conditioner - Cooling Zone 1 15000 Btu/hr | Unit Must Comply with Energy Star specifications and replace an existing unit. Manufacturer, retailer or consumer rebate, coupon or other incentive. | Residential Dwellings | Cooling Zone 1
Energy Star Window Air Conditioner - Cooling Zone 1 18000 Btu/hr | Unit Must Comply with Energy Star specifications and replace an existing unit. Manufacturer, retailer or consumer rebate, coupon or other incentive. | Residential Dwellings | Cooling Zone 1
Energy Star Window Air Conditioner - Cooling Zone 1 20000 Btu/hr | Unit Must Comply with Energy Star specifications and replace an existing unit. Manufacturer, retailer or consumer rebate, coupon or other incentive. | Residential Dwellings | Cooling Zone 1
Energy Star Window Air Conditioner - Cooling Zone 1 9000 Btu/hr | Unit Must Comply with Energy Star specifications and replace an existing unit. Manufacturer, retailer or consumer rebate, coupon or other incentive. | Residential Dwellings | Cooling Zone 1
Energy Star Window Air Conditioner - Cooling Zone 1 11000 Btu/hr | Unit Must Comply with Energy Star specifications and replace an existing unit. Manufacturer, retailer or consumer rebate, coupon or other incentive. | Residential Dwellings | Cooling Zone 1
Energy Star Window Air Conditioner - Cooling Zone 1 13000 Btu/hr | Unit Must Comply with Energy Star specifications and replace an existing unit. Manufacturer, retailer or consumer rebate, coupon or other incentive. | Residential Dwellings | Cooling Zone 1
Energy Star Window Air Conditioner - Cooling Zone 1 8000 Btu/hr | Unit Must Comply with Energy Star specifications and replace an existing unit. Manufacturer, retailer or consumer rebate, coupon or other incentive. | Residential Dwellings | Cooling Zone 1
Energy Star Window Air Conditioner - Cooling Zone 1 10000 Btu/hr | Unit Must Comply with Energy Star specifications and replace an existing unit. Manufacturer, retailer or consumer rebate, coupon or other incentive. | Residential Dwellings | Cooling Zone 1
Energy Star Window Air Conditioner - Cooling Zone 1 12000 Btu/hr | Unit Must Comply with Energy Star specifications and replace an existing unit. Manufacturer, retailer or consumer rebate, coupon or other incentive. | Residential Dwellings | Cooling Zone 1
Energy Star Window Air Conditioner - Cooling Zone PNW Average 5000 Btu/hr | Unit Must Comply with Energy Star specifications and replace an existing unit. Manufacturer, retailer or consumer rebate, coupon or other incentive. | Residential Dwellings | Cooling Zone PNW Average
Energy Star Window Air Conditioner - Cooling Zone PNW Average 6000 Btu/hr | Unit Must Comply with Energy Star specifications and replace an existing unit. Manufacturer, retailer or consumer rebate, coupon or other incentive. | Residential Dwellings | Cooling Zone PNW Average
Energy Star Window Air Conditioner - Cooling Zone PNW Average 7000 Btu/hr | Unit Must Comply with Energy Star specifications and replace an existing unit. Manufacturer, retailer or consumer rebate, coupon or other incentive. | Residential Dwellings | Cooling Zone PNW Average
Energy Star Window Air Conditioner - Cooling Zone PNW Average 8000 Btu/hr | Unit Must Comply with Energy Star specifications and replace an existing unit. Manufacturer, retailer or consumer rebate, coupon or other incentive. | Residential Dwellings | Cooling Zone PNW Average
Energy Star Window Air Conditioner - Cooling Zone PNW Average 9000 Btu/hr | Unit Must Comply with Energy Star specifications and replace an existing unit. Manufacturer, retailer or consumer rebate, coupon or other incentive. | Residential Dwellings | Cooling Zone PNW Average
Energy Star Window Air Conditioner - Cooling Zone PNW Average 10000 Btu/hr | Unit Must Comply with Energy Star specifications and replace an existing unit. Manufacturer, retailer or consumer rebate, coupon or other incentive. | Residential Dwellings | Cooling Zone PNW Average
Energy Star Window Air Conditioner - Cooling Zone PNW Average 11000 Btu/hr | Unit Must Comply with Energy Star specifications and replace an existing unit. Manufacturer, retailer or consumer rebate, coupon or other incentive. | Residential Dwellings | Cooling Zone PNW Average
Energy Star Window Air Conditioner - Cooling Zone PNW Average 12000 Btu/hr | Unit Must Comply with Energy Star specifications and replace an existing unit. Manufacturer, retailer or consumer rebate, coupon or other incentive. | Residential Dwellings | Cooling Zone PNW Average
Energy Star Window Air Conditioner - Cooling Zone PNW Average 13000 Btu/hr | Unit Must Comply with Energy Star specifications and replace an existing unit. Manufacturer, retailer or consumer rebate, coupon or other incentive. | Residential Dwellings | Cooling Zone PNW Average
Energy Star Window Air Conditioner - Cooling Zone PNW Average 14000 Btu/hr | Unit Must Comply with Energy Star specifications and replace an existing unit. Manufacturer, retailer or consumer rebate, coupon or other incentive. | Residential Dwellings | Cooling Zone PNW Average
Energy Star Window Air Conditioner - Cooling Zone PNW Average 15000 Btu/hr | Unit Must Comply with Energy Star specifications and replace an existing unit. Manufacturer, retailer or consumer rebate, coupon or other incentive. | Residential Dwellings | Cooling Zone PNW Average
Energy Star Window Air Conditioner - Cooling Zone PNW Average 16000 Btu/hr | Unit Must Comply with Energy Star specifications and replace an existing unit. Manufacturer, retailer or consumer rebate, coupon or other incentive. | Residential Dwellings | Cooling Zone PNW Average
Energy Star Window Air Conditioner - Cooling Zone PNW Average 17000 Btu/hr | Unit Must Comply with Energy Star specifications and replace an existing unit. Manufacturer, retailer or consumer rebate, coupon or other incentive. | Residential Dwellings | Cooling Zone PNW Average
Energy Star Window Air Conditioner - Cooling Zone PNW Average 18000 Btu/hr | Unit Must Comply with Energy Star specifications and replace an existing unit. Manufacturer, retailer or consumer rebate, coupon or other incentive. | Residential Dwellings | Cooling Zone PNW Average
Energy Star Window Air Conditioner - Cooling Zone PNW Average 19000 Btu/hr | Unit Must Comply with Energy Star specifications and replace an existing unit. Manufacturer, retailer or consumer rebate, coupon or other incentive. | Residential Dwellings | Cooling Zone PNW Average
Energy Star Window Air Conditioner - Cooling Zone PNW Average 20000 Btu/hr | Unit Must Comply with Energy Star specifications and replace an existing unit. Manufacturer, retailer or consumer rebate, coupon or other incentive. | Residential Dwellings | Cooling Zone PNW Average

## Energy Star Room AC Models
Energy Star Compliant Room Air Conditioners 2/27/01
Brand | Model | BTU/hr | Amps | Volts | EER | NAECA Std. | % Better
LG Electronics | M5203L | 5200 | 4.3 | 115 | 11 | 9.7 | 13.4%
Friedrich | SQ05J10A | 5400 | 4.4 | 115 | 11 | 9.7 | 13.4%
Friedrich | SQ05J10B | 5400 | 4.6 | 115 | 10.7 | 9.7 | 10.3%
Friedrich | XQ05J10 | 5400 | 4.6 | 115 | 10.7 | 9.7 | 10.3%
Frigidaire | FAC054K7A | 5450 | 5 | 115 | 10.7 | 9.7 | 10.3%
Frigidaire | FAC055K7A | 5450 | 5 | 115 | 10.7 | 9.7 | 10.3%
Kenmore | 71055* | 5600 | 4.9 | 115 | 11 | 9.7 | 13.4%
Panasonic | CW-C60YU | 5800 | 4.6 | 115 | 11 | 9.7 | 13.4%
Quasar | HQ2061QH | 5800 | 4.6 | 115 | 11 | 9.7 | 13.4%
Carrier | GCA061B | 6000 | 5 | 115 | 10.7 | 9.7 | 10.3%
Friedrich | SQ06J10B | 6200 | 5.1 | 115 | 11 | 9.7 | 13.4%
Friedrich | XQ06J10 | 6200 | 5.1 | 115 | 11 | 9.7 | 13.4%
Friedrich | SQ06J10A | 6300 | 5.2 | 115 | 10.8 | 9.7 | 11.3%
Cold Point | EP08RSA | 7440 | 6.4 | 115 | 10.9 | 9.7 | 12.4%
Panasonic | CW-C80YU | 7800 | 6.5 | 115 | 11 | 9.7 | 13.4%
Quasar | HQ2081QH | 7800 | 6.5 | 115 | 11 | 9.7 | 13.4%
LG Electronics | M8003L | 7800 | 6.5 | 115 | 11 | 9.7 | 13.4%
Friedrich | SS08J10R | 8200 | 6.7 | 115 | 11 | 9.8 | 12.2%
Friedrich | SS09J10A | 9200 | 7.2 | 115 | 11.5 | 9.8 | 17.3%
Friedrich | SS09J10B | 9200 | 7.2 | 115 | 11.5 | 9.8 | 17.3%
LG Electronics | M1003L | 9800 | 8.2 | 115 | 11 | 9.8 | 12.2%
Friedrich | RS10J10 | 10000 | 8.3 | 115 | 11 | 9.8 | 12.2%
Friedrich | SS10J10R | 10200 | 7.5 | 115 | 11.7 | 9.8 | 19.4%
Friedrich | RS12J10A | 11750 | 9.8 | 115 | 11 | 9.8 | 12.2%
Friedrich | SS12J10AR | 11750 | 9.8 | 115 | 11 | 9.8 | 12.2%
LG Electronics | M1203L | 12000 | 10.2 | 115 | 10.8 | 9.8 | 10.2%
Friedrich | SM14J10R | 14000 | 12 | 115 | 10.7 | 9.7 | 10.3%
Frigidaire | FAS153K1A | 15100 | 12 | 115 | 10.7 | 9.7 | 10.3%
Frigidaire | FAS154K1A | 15100 | 12 | 115 | 10.7 | 9.7 | 10.3%
Frigidaire | FAS155K1A | 15100 | 12 | 115 | 10.7 | 9.7 | 10.3%
Gibson | GAS154K1A | 15100 | 12 | 115 | 10.7 | 9.7 | 10.3%
EQK | 16HD14 | 16000 | 12 | 115 | 11 | 9.7 | 13.4%
Fedders | A3D16E2AG | 16000 | 12 | 115 | 11 | 9.7 | 13.4%
Fedders | A3D16E7AG | 16000 | 12 | 115 | 11 | 9.7 | 13.4%
Airtemp | B3D16E7A | 16000 | 12 | 115 | 11 | 9.7 | 13.4%
Panasonic | CW-C200NU | 20300 | 9.5 | 230 | 9.5 | 8.5 | 11.8%
Quasar | HQ2200PH | 20300 | 9.5 | 230 | 9.5 | 8.5 | 11.8%
Friedrich | SL24J30A | 24500 | 11.7 | 230 | 9.5 | 8.5 | 11.8%
Amana | 24M33PA | 25000 | 11.5 | 230 | 9.5 | 8.5 | 11.8%
Amana | 25M33PB | 25000 | 11.5 | 230 | 9.5 | 8.5 | 11.8%

## CEC Room AC Data
BRAND | MODEL | Capacity (Btu/hr) | EER
AMANA | 10C2MD | 10000 | 9.6
AMANA | 10C2MD | 10000 | 9.6
AMANA | 10C2MY | 10000 | 9.5
AMANA | 10C2MY | 10000 | 9.5
AMANA | 10QZ22TA | 9800 | 9.6
AMANA | 10QZ22TA | 9800 | 9.6
AMANA | 10QZ22TB | 9800 | 10.2
AMANA | 10QZ22TB | 9800 | 10.2
AMANA | 12C2MD | 11800 | 9.7
AMANA | 12C2MD | 11800 | 9.7
AMANA | 12C2MY | 11800 | 9.5
AMANA | 12C2MY | 11800 | 9.5
AMANA | 12C3EW | 11700 | 10
AMANA | 12C3EW | 11800 | 10
AMANA | 12C3HEW | 12200 | 8.9
AMANA | 12C3HEW | 12400 | 8.9
AMANA | 12C3W | 11700 | 10
AMANA | 12C3W | 11800 | 10
AMANA | 12C3W | 11800 | 10
AMANA | 12QZ22TB | 11800 | 10
AMANA | 12QZ22TB | 11800 | 10
AMANA | 14C2MD | 13700 | 10.4
AMANA | 14C2MD | 13700 | 10.4
AMANA | 14C2MY | 13700 | 10
AMANA | 14C2MY | 13700 | 10
AMANA | 14QZ23TB | 13600 | 10.3
AMANA | 14QZ23TB | 13600 | 10.3
AMANA | 18C3EW | 17400 | 9
AMANA | 18C3EW | 17900 | 9
AMANA | 18C3HEW | 17300 | 8.9
AMANA | 18C3HEW | 17600 | 8.9
AMANA | 18C3MD | 17400 | 9
AMANA | 18C3MD | 17900 | 9
AMANA | 18C3MY | 17400 | 9
AMANA | 18C3MY | 17900 | 9
Amana | 18M23TA | 18000 | 10.2
Amana | 18M23TB | 18000 | 10.2
AMANA | 18QZ33TB | 17400 | 9
AMANA | 18QZ33TB | 17900 | 9
AMANA | 21C3MV | 20300 | 8.5
AMANA | 21C3MV | 20500 | 8.5
AMANA | 21QZ33RB | 20300 | 8.4
AMANA | 21QZ33RB | 20500 | 8.5
Amana | 24M33PA | 25000 | 9.5
Amana | 25M33PB | 25000 | 9.5
Amana | 5M11TA | 5000 | 10
Amana | 5M11TB | 5000 | 9.4
AMANA | 5P2MC | 5300 | 9.6
AMANA | 5P2MC | 5300 | 9.6
AMANA | 5P2MY | 5000 | 9
AMANA | 5QZ21TB | 5400 | 9.7
AMANA | 5QZ21TB | 5400 | 9.7
Amana | 7M11TA | 6600 | 10
AMANA | 7P2MC | 6600 | 10
AMANA | 7P2MC | 6600 | 10
AMANA | 7P2MY | 6500 | 9.2
AMANA | 7P2MY | 6500 | 9.2
AMANA | 7QZ21TB | 6700 | 10
AMANA | 7QZ21TB | 6700 | 10
AMANA | 8QZ21TB | 8000 | 9
AMANA | 9C3EW | 8800 | 9.9
AMANA | 9C3EW | 9000 | 9.9
AMANA | 9C3HEW | 8800 | 10
AMANA | 9C3HEW | 9000 | 10
AMANA | 9P2MC | 8600 | 9
AMANA | 9P2MY | 8600 | 9
AMANA | B12C3EW | 11700 | 10
AMANA | B12C3EW | 11800 | 10
AMANA | B12C3HEW | 12200 | 8.9
AMANA | B12C3HEW | 12400 | 8.9
AMANA | B18C3EW | 17400 | 9
AMANA | B18C3EW | 17900 | 9
AMANA | B18C3HEW | 17300 | 8.9
AMANA | B18C3HEW | 17600 | 8.9
AMANA | B9C3EW | 8800 | 9.9
AMANA | B9C3EW | 9000 | 9.9
AMANA | B9C3HEW | 8800 | 10
AMANA | B9C3HEW | 9000 | 10
AMANA | PTC073A00(F/ G/ H | 7000 | 11.6
AMANA | PTC073A00(F/ G/ H | 7100 | 11.6
AMANA | PTC073A00*B | 7000 | 11.6
AMANA | PTC073A00*B | 7100 | 11.6
AMANA | PTC073A15*B | 7000 | 11.6
AMANA | PTC073A15*B | 7100 | 11.6
AMANA | PTC073A25*B | 7000 | 11.6
AMANA | PTC073A25*B | 7100 | 11.6
AMANA | PTC073A35*B | 7000 | 11.6
AMANA | PTC073A35*B | 7100 | 11.6
AMANA | PTC073A50*B | 7000 | 11.6
AMANA | PTC073A50*B | 7100 | 11.6
AMANA | PTC074A00(F/ G/ H | 7100 | 11.6
AMANA | PTC074A00*B | 7100 | 11.6
AMANA | PTC074A15*B | 7100 | 11.6
AMANA | PTC074A25*B | 7100 | 11.6
AMANA | PTC074A35*B | 7100 | 11.6
AMANA | PTC074A50*B | 7100 | 11.6
AMANA | PTC093A00(F/ G/ H | 8900 | 11.3
AMANA | PTC093A00(F/ G/ H | 9100 | 11.3
AMANA | PTC093A00*B | 8900 | 11.3
AMANA | PTC093A00*B | 9100 | 11.3
AMANA | PTC093A15*B | 8900 | 11.3
AMANA | PTC093A15*B | 9100 | 11.3
AMANA | PTC093A25*B | 8900 | 11.3
AMANA | PTC093A25*B | 9100 | 11.3
AMANA | PTC093A35*B | 8900 | 11.3
AMANA | PTC093A35*B | 9100 | 11.3
AMANA | PTC093A50*B | 9100 | 11.3
AMANA | PTC093A50*B | 8900 | 11.3
AMANA | PTC094A00(F/ G/ H | 9100 | 11.3
AMANA | PTC094A00*B | 9100 | 11.3
AMANA | PTC094A15*B | 9100 | 11.3
AMANA | PTC094A25*B | 9100 | 11.3
AMANA | PTC094A35*B | 9100 | 11.3
AMANA | PTC094A50*B | 9100 | 11.3
AMANA | PTC123A00(F /G/ H | 11900 | 10.7
AMANA | PTC123A00(F /G/ H | 12000 | 10.7
AMANA | PTC123A00*B | 11900 | 10.7
AMANA | PTC123A00*B | 12000 | 10.7
AMANA | PTC123A15*B | 11900 | 10.7
AMANA | PTC123A15*B | 12000 | 10.7
AMANA | PTC123A25*B | 11900 | 10.7
AMANA | PTC123A25*B | 12000 | 10.7
AMANA | PTC123A35*B | 11900 | 10.7
AMANA | PTC123A35*B | 12000 | 10.7
AMANA | PTC123A50*B | 11900 | 10.7
AMANA | PTC123A50*B | 12000 | 10.7
AMANA | PTC124A00(F/ G/ H | 12000 | 10.7
AMANA | PTC124A00*B | 12000 | 10.7
AMANA | PTC124A15*B | 12000 | 10.7
AMANA | PTC124A25*B | 12000 | 10.7
AMANA | PTC124A35*B | 12000 | 10.7
AMANA | PTC124A50*B | 12000 | 10.7
AMANA | PTC153A00(F/ G/ H | 14000 | 9.2
AMANA | PTC153A00(F/ G/ H | 14200 | 9.2
AMANA | PTC153A00*B | 14000 | 9.2
AMANA | PTC153A00*B | 14200 | 9.2
AMANA | PTC153A15*B | 14000 | 9.2
AMANA | PTC153A15*B | 14200 | 9.2
AMANA | PTC153A25*B | 14000 | 9.2
AMANA | PTC153A25*B | 14200 | 9.2
AMANA | PTC153A35*B | 14000 | 9.2
AMANA | PTC153A35*B | 14200 | 9.2
AMANA | PTC153A50*B | 14000 | 9.2
AMANA | PTC153A50*B | 14200 | 9.2
AMANA | PTC154A00(F/ G/ H | 14200 | 9.3
AMANA | PTC154A00*B | 14200 | 9.3
AMANA | PTC154A15*B | 14200 | 9.3
AMANA | PTC154A25*B | 14200 | 9.3
AMANA | PTC154A35*B | 14200 | 9.3
AMANA | PTC154A50*B | 14200 | 9.3
AMANA | PTH073A15*B | 7000 | 11.5
AMANA | PTH073A15*B | 7100 | 11.5
AMANA | PTH073A25*B | 7000 | 11.5
AMANA | PTH073A25*B | 7100 | 11.5
AMANA | PTH073A35*B | 7000 | 11.5
AMANA | PTH073A35*B | 7100 | 11.5
AMANA | PTH073A50*B | 7000 | 11.5
AMANA | PTH073A50*B | 7100 | 11.5
AMANA | PTH074A15*B | 7100 | 11.5
AMANA | PTH074A25*B | 7100 | 11.5
AMANA | PTH074A35*B | 7100 | 11.5
AMANA | PTH074A50*B | 7100 | 11.5
AMANA | PTH093A15*B | 8800 | 11.2
AMANA | PTH093A15*B | 9000 | 11.2
AMANA | PTH093A25*B | 8800 | 11.2
AMANA | PTH093A25*B | 9000 | 11.2
AMANA | PTH093A35*B | 8800 | 11.2
AMANA | PTH093A35*B | 9000 | 11.2
AMANA | PTH093A50*B | 8800 | 11.2
AMANA | PTH093A50*B | 9000 | 11.2
AMANA | PTH094A15*B | 9000 | 11.2
AMANA | PTH094A25*B | 9000 | 11.2
AMANA | PTH094A35*B | 9000 | 11.2
AMANA | PTH094A50*B | 9000 | 11.2
AMANA | PTH123A15*B | 11800 | 10.7
AMANA | PTH123A15*B | 12000 | 10.7
AMANA | PTH123A25*B | 11800 | 10.7
AMANA | PTH123A25*B | 12000 | 10.7
AMANA | PTH123A35*B | 11800 | 10.7
AMANA | PTH123A35*B | 12000 | 10.7
AMANA | PTH123A50*B | 11800 | 10.7
AMANA | PTH123A50*B | 12000 | 10.7
AMANA | PTH124A15*B | 12000 | 10.7
AMANA | PTH124A25*B | 12000 | 10.7
AMANA | PTH124A35*B | 12000 | 10.7
AMANA | PTH124A50*B | 12000 | 10.7
AMANA | PTH153A15*B | 13800 | 9.3
AMANA | PTH153A15*B | 14000 | 9.3
AMANA | PTH153A25*B | 13800 | 9.3
AMANA | PTH153A25*B | 14000 | 9.3
AMANA | PTH153A35*B | 13800 | 9.3
AMANA | PTH153A35*B | 14000 | 9.3
AMANA | PTH153A50*B | 13800 | 9.3
AMANA | PTH153A50*B | 14000 | 9.3
AMANA | PTH154A15*B | 14000 | 9.3
AMANA | PTH154A25*B | 14000 | 9.3
AMANA | PTH154A35*B | 14000 | 9.3
AMANA | PTH154A50*B | 14000 | 9.3
AMCOR | 208AL61-8802 | 8100 | 9.4
AMCOR | 208AL61-8802 | 8100 | 9.4
AMCOR | 208ARL61-8802 | 7800 | 9.1
AMCOR | 210AL61-8802 | 9500 | 9.4
AMCOR | 210AL61-8802 | 9500 | 9.4
AMCOR | 210ARL61-8802 | 9100 | 9
AMCOR | 212AEL62 | 11600 | 9.3
AMCOR | 212AL61-8802 | 11100 | 9
AMCOR | 212AL62 | 11300 | 9.3
AMCOR | 212AL62-8802 | 12000 | 9.1
AMCOR | 212AL62-8802 | 12300 | 9.1
AMCOR | 212ARL61 | 10600 | 8.8
AMCOR | 212ARL62 | 10800 | 8.8
AMCOR | 212ARL62-8802 | 11600 | 8.8
AMCOR | 212ARL62-8802 | 11900 | 8.8
AMCOR | 214AL62 | 14000 | 8.8
AMCOR | 214AL62-8802 | 13700 | 9
AMCOR | 214AL62-8802 | 14000 | 9
AMCOR | 214ARL62-8802 | 13200 | 8.7
AMCOR | 214ARL62-8802 | 13500 | 8.7
AMCOR | 218AJ62-8802 | 17650 | 8.9
AMCOR | 218AJ62-8802 | 18000 | 8.9
AMCOR | 218ARJ62-8802 | 17000 | 8.7
AMCOR | 218ARJ62-8802 | 17400 | 8.7
AMCOR | 222AJ62 | 20900 | 8.9
AMCOR | 222AJ62 | 21400 | 9
AMCOR | 222ARJ62 | 20200 | 8.6
AMCOR | 222ARJ62 | 20700 | 8.7
BAHAMA | BAH-105 | 5000 | 8
BAHAMA | BAH-105 | 5000 | 8
BAHAMA | BAH-107 | 7000 | 9.2
BAHAMA | BAH-107 | 7000 | 9.2
BAHAMA | BAH-107 | 7000 | 9.2
BAHAMA | BAH-110 | 10000 | 9.5
BAHAMA | BAH-110 | 10000 | 9.5
BAHAMA | BAH-110 | 10000 | 9.5
BAHAMA | BAH-118 | 17500 | 9
BAHAMA | BAH-118 | 18000 | 9
BAHAMA | BAH-118 | 17500 | 9
BAHAMA | BAH-118 | 18000 | 9
Bryant | 462AJC015BA | 15000 | 10.2
Bryant | 462AJC021BA | 21000 | 9.2
CARRIER | 51QGB3183 | 17200 | 9.2
CARRIER | 51QGB3183 | 17500 | 9.2
CARRIER | 52EEA2123 | 11500 | 8.7
CARRIER | 52EEA2124 | 11500 | 8.7
CARRIER | 52EEB2123 | 11500 | 8.7
CARRIER | 52EEB2124 | 11500 | 8.7
CARRIER | 52EEB2143 | 13500 | 8.8
CARRIER | 52SCA0073 | 6800 | 9.5
CARRIER | 52SCA0074 | 6800 | 9.5
CARRIER | 52SCA0093 | 8800 | 9.5
CARRIER | 52SCA0094 | 8800 | 9.5
CARRIER | 52SCC0073 | 7100 | 11
CARRIER | 52SCC007301 | 7100 | 11.3
CARRIER | 52SCC007301 | 7100 | 11
CARRIER | 52SCC0074 | 7100 | 11
CARRIER | 52SCC007401 | 7100 | 11
CARRIER | 52SCC0093 | 9300 | 10.2
CARRIER | 52SCC009301 | 8800 | 10.2
CARRIER | 52SCC009301 | 9000 | 10.2
CARRIER | 52SCC0094 | 9300 | 10.2
CARRIER | 52SCC009401 | 9000 | 10.2
CARRIER | 52SCC0123 | 11800 | 9
CARRIER | 52SCC012301 | 11600 | 9
CARRIER | 52SCC012301 | 11800 | 9
CARRIER | 52SCC0124 | 12000 | 9.2
CARRIER | 52SCC012401 | 11800 | 9
CARRIER | 52SCC0143 | 13500 | 8.8
CARRIER | 52SCC014301 | 13200 | 8.8
CARRIER | 52SCC014301 | 13500 | 8.8
CARRIER | 52SCC0144 | 13700 | 9
CARRIER | 52SCC014401 | 13700 | 10.4
CARRIER | 52SCD012301 | 11600 | 9
CARRIER | 52SCD012301 | 11800 | 9
CARRIER | 52SCD012401 | 11800 | 9
CARRIER | 52SEB2123 | 11500 | 8.7
CARRIER | 52SEB2124 | 11500 | 8.7
CARRIER | 52SEB2143 | 13500 | 8.8
CARRIER | 52SEB3124 | 11500 | 8.7
CARRIER | 52SEB5124 | 11500 | 8.7
CARRIER | 52SEC2073 | 7100 | 11
CARRIER | 52SEC207301 | 7100 | 11.3
CARRIER | 52SEC207301 | 7100 | 11
CARRIER | 52SEC207301 | 9000 | 10.2
CARRIER | 52SEC2074 | 7100 | 11
CARRIER | 52SEC207401 | 7100 | 11
CARRIER | 52SEC207401 | 9000 | 10.2
CARRIER | 52SEC2093 | 9300 | 10.2
CARRIER | 52SEC2094 | 9300 | 10.2
CARRIER | 52SEC2123 | 11800 | 9
CARRIER | 52SEC212301 | 11600 | 9
CARRIER | 52SEC212301 | 11800 | 9
CARRIER | 52SEC2124 | 11800 | 9
CARRIER | 52SEC212401 | 11800 | 9
CARRIER | 52SEC2143 | 13500 | 8.8
CARRIER | 52SEC214301 | 13200 | 8.8
CARRIER | 52SEC214301 | 13500 | 9
CARRIER | 52SEC2144 | 13700 | 9
CARRIER | 52SEC214401 | 13700 | 10.4
CARRIER | 52SEC3073 | 7100 | 11
CARRIER | 52SEC307301 | 7100 | 11.3
CARRIER | 52SEC307301 | 7100 | 11
CARRIER | 52SEC307301 | 9000 | 10.2
CARRIER | 52SEC3074 | 7100 | 11
CARRIER | 52SEC307401 | 7100 | 11
CARRIER | 52SEC307401 | 9000 | 10.2
CARRIER | 52SEC3093 | 9300 | 10.2
CARRIER | 52SEC3094 | 9300 | 10.2
CARRIER | 52SEC3123 | 11800 | 9
CARRIER | 52SEC312301 | 11600 | 9
CARRIER | 52SEC312301 | 11800 | 9
CARRIER | 52SEC3124 | 11800 | 9
CARRIER | 52SEC312401 | 11800 | 9
CARRIER | 52SEC3143 | 13500 | 8.8
CARRIER | 52SEC314301 | 13200 | 8.8
CARRIER | 52SEC314301 | 13500 | 8.8
CARRIER | 52SEC3144 | 13700 | 9
CARRIER | 52SEC314401 | 13700 | 10.4
CARRIER | 52SEC5123 | 11800 | 9
CARRIER | 52SEC5124 | 11800 | 9
CARRIER | 52SEC5143 | 13500 | 8.8
CARRIER | 52SEC514301 | 13200 | 8.8
CARRIER | 52SEC514301 | 13500 | 8.8
CARRIER | 52SEC5144 | 13700 | 9
CARRIER | 52SEC514401 | 13700 | 10.4
CARRIER | 52SED209301 | 8800 | 10.2
CARRIER | 52SED212301 | 11800 | 9
CARRIER | 52SED212301 | 12000 | 9
CARRIER | 52SED212401 | 12000 | 9
CARRIER | 52SED309301 | 8800 | 10.2
CARRIER | 52SED312301 | 11800 | 9
CARRIER | 52SED312301 | 12000 | 9
CARRIER | 52SED312401 | 12000 | 9
CARRIER | 52SED512301 | 11800 | 9
CARRIER | 52SED512301 | 12000 | 9
CARRIER | 52SED512401 | 12000 | 9
Carrier | GCA061B | 6000 | 10.7
Carrier | GCA071B | 7000 | 10.5
CARRIER | HCA313D | 30500 | 9
CARRIER | HCA333D | 32200 | 8.4
CARRIER | HCA333D | 32500 | 8.2
CARRIER | LCA061P | 6050 | 9.1
Carrier | RCB051B | 5200 | 9.7
CARRIER | SCA101D | 10000 | 9
CARRIER | TCA051B | 5100 | 8.1
CARRIER | TCA051D | 5400 | 9.1
CARRIER | TCA061D | 6000 | 8.6
CARRIER | TCA081D | 8000 | 9.2
CARRIER | TCA081D | 8000 | 9.2
CARRIER | TCA081P | 8600 | 10
CARRIER | TCA081P | 8600 | 10
CARRIER | TCA101D | 9900 | 9
CARRIER | UCA051B | 5200 | 9.9
CARRIER | UCA051B | 5200 | 9.9
Carrier | UCA051B | 5200 | 10
CARRIER | UCA061B | 6100 | 9.5
CARRIER | UCA061B | 6100 | 9.5
CARRIER | UCA081B | 8400 | 9.2
CARRIER | UCA081B | 8400 | 9.2
CARRIER | XCA121D | 12000 | 10
CARRIER | XCA121D | 12000 | 10
CARRIER | XCA123D | 11600 | 10.2
CARRIER | XCA123D | 12000 | 10.2
CARRIER | XCA123D | 12000 | 10.2
CARRIER | XCA141D | 13800 | 10.1
CARRIER | XCA141D | 13800 | 10.1
CARRIER | XCA153D | 14700 | 10.2
CARRIER | XCA153D | 15000 | 10.2
CARRIER | XCA153D | 15000 | 10.2
CARRIER | XCB183D | 17500 | 9.5
CARRIER | XCB183D | 17800 | 9.5
CARRIER | XCB183D | 17800 | 9.5
CARRIER | XCB183E | 17500 | 9.5
CARRIER | XCB183E | 17800 | 9.5
CARRIER | XCB183E | 17800 | 9.5
CARRIER | XHA123D | 11600 | 10.2
CARRIER | XHA123D | 12000 | 10.2
CARRIER | XHB101D | 10200 | 10
CARRIER | XHB183D | 17500 | 9.6
CARRIER | XHB183D | 17800 | 9.5
CARRIER | XQA101D | 10400 | 10
CARRIER | XQA123D | 11600 | 10
CARRIER | XQA123D | 11800 | 10
CARRIER | XQB153D | 14700 | 10.2
CARRIER | XQB153D | 15000 | 10.2
CARRIER | XQB183D | 17100 | 9.4
CARRIER | XQB183D | 17500 | 9.4
CARRIER | YCB213D | 20800 | 9.2
CARRIER | YCB213D | 21000 | 9.2
CARRIER | YCB213D | 21000 | 9.2
Carrier | YCB213E | 21000 | 9.2
CARRIER | YCB213P | 20800 | 9.2
CARRIER | YCB213P | 21000 | 9.2
CARRIER | YCB213P | 21000 | 9.2
CARRIER | YHB243D | 23200 | 8.6
CARRIER | YHB243D | 23700 | 8.6
CL | DP08SAHP | 8100 | 8.7
CMS | PTA07AN | 6800 | 9.5
CMS | PTA07B1 | 6600 | 9.5
CMS | PTA07B2 | 6600 | 9.5
CMS | PTA07BN | 6600 | 9.5
CMS | PTA07C1 | 6800 | 9.5
CMS | PTA07C2 | 6800 | 9.5
CMS | PTA07CN | 6800 | 9.5
CMS | PTA07E4 | 6800 | 9.5
CMS | PTA07E5 | 6800 | 9.5
CMS | PTA07EN | 6800 | 9.5
CMS | PTA07G1 | 6600 | 9.5
CMS | PTA07G1 | 6800 | 9.5
CMS | PTA07G2 | 6600 | 9.5
CMS | PTA07G2 | 6800 | 9.5
CMS | PTA07GN | 6600 | 9.5
CMS | PTA07GN | 6800 | 9.5
CMS | PTA09AN | 8800 | 9
CMS | PTA09B1 | 8500 | 9
CMS | PTA09B2 | 8500 | 9
CMS | PTA09BN | 8500 | 9
CMS | PTA09C1 | 8800 | 9
CMS | PTA09C2 | 8800 | 9
CMS | PTA09CN | 8800 | 9
CMS | PTA09E4 | 8800 | 9
CMS | PTA09E5 | 8800 | 9
CMS | PTA09EN | 8800 | 9
CMS | PTA09G1 | 8500 | 9
CMS | PTA09G1 | 8800 | 9
CMS | PTA09G2 | 8500 | 9
CMS | PTA09G2 | 8800 | 9
CMS | PTA09GN | 8500 | 9
CMS | PTA09GN | 8800 | 9
CMS | PTA12AN | 11400 | 8.6
CMS | PTA12B1 | 11100 | 8.6
CMS | PTA12B2 | 11100 | 8.6
CMS | PTA12B3 | 11100 | 8.6
CMS | PTA12B7 | 11100 | 8.6
CMS | PTA12BN | 11100 | 8.6
CMS | PTA12C1 | 11400 | 8.6
CMS | PTA12C2 | 11400 | 8.6
CMS | PTA12C3 | 11400 | 8.6
CMS | PTA12CN | 11400 | 8.6
CMS | PTA12E4 | 11400 | 8.6
CMS | PTA12E5 | 11400 | 8.6
CMS | PTA12E6 | 11400 | 8.6
CMS | PTA12EN | 11400 | 8.6
CMS | PTA12G1 | 11100 | 8.6
CMS | PTA12G1 | 11400 | 8.6
CMS | PTA12G2 | 11100 | 8.6
CMS | PTA12G2 | 11400 | 8.6
CMS | PTA12G3 | 11100 | 8.6
CMS | PTA12G3 | 11400 | 8.6
CMS | PTA12GN | 11100 | 8.6
CMS | PTA12GN | 11400 | 8.6
CMS | PTA15B1 | 13200 | 8.1
CMS | PTA15B2 | 13200 | 8.1
CMS | PTA15B3 | 13200 | 8.1
CMS | PTA15BN | 13300 | 8.1
CMS | PTA15C1 | 13600 | 8.1
CMS | PTA15C2 | 13600 | 8.1
CMS | PTA15C3 | 13600 | 8.1
CMS | PTA15CN | 13600 | 8.1
CMS | PTA15E4 | 13600 | 8.1
CMS | PTA15E5 | 13600 | 8.1
CMS | PTA15E6 | 13600 | 8.1
CMS | PTA15EN | 13600 | 8.1
CMS | PTA15G1 | 13200 | 8.1
CMS | PTA15G1 | 13600 | 8.1
CMS | PTA15G2 | 13200 | 8.1
CMS | PTA15G2 | 13600 | 8.1
CMS | PTA15G3 | 13200 | 8.1
CMS | PTA15G3 | 13600 | 8.1
CMS | PTA15GN | 13200 | 8.1
CMS | PTA15GN | 13600 | 8.1
CMS | PTP07AN | 6800 | 9.5
CMS | PTP07B1 | 6600 | 9.5
CMS | PTP07B2 | 6600 | 9.5
CMS | PTP07BN | 6600 | 9.5
CMS | PTP07C1 | 6800 | 9.5
CMS | PTP07C2 | 6800 | 9.5
CMS | PTP07CN | 6800 | 9.5
CMS | PTP07E4 | 6800 | 9.5
CMS | PTP07E5 | 6800 | 9.5
CMS | PTP07EN | 6800 | 9.5
CMS | PTP07G1 | 6600 | 9.5
CMS | PTP07G1 | 6800 | 9.5
CMS | PTP07G2 | 6600 | 9.5
CMS | PTP07G2 | 6800 | 9.5
CMS | PTP07GN | 6600 | 9.5
CMS | PTP07GN | 6800 | 9.5
CMS | PTP09AN | 8800 | 8.9
CMS | PTP09B1 | 8600 | 8.9
CMS | PTP09B2 | 8600 | 8.9
CMS | PTP09BN | 8600 | 8.9
CMS | PTP09C1 | 8800 | 8.9
CMS | PTP09C2 | 8800 | 8.9
CMS | PTP09CN | 8800 | 8.9
CMS | PTP09E4 | 8800 | 8.9
CMS | PTP09E5 | 8800 | 8.9
CMS | PTP09EN | 8800 | 8.9
CMS | PTP09G1 | 8600 | 8.9
CMS | PTP09G1 | 8800 | 8.9
CMS | PTP09G2 | 8600 | 8.9
CMS | PTP09G2 | 8800 | 8.9
CMS | PTP09GN | 8600 | 8.9
CMS | PTP09GN | 8800 | 8.9
CMS | PTP12AN | 11400 | 8.6
CMS | PTP12B1 | 11100 | 8.6
CMS | PTP12B2 | 11100 | 8.6
CMS | PTP12B3 | 11100 | 8.6
CMS | PTP12B7 | 11100 | 8.6
CMS | PTP12BN | 11100 | 8.6
CMS | PTP12C1 | 11400 | 8.6
CMS | PTP12C2 | 11400 | 8.6
CMS | PTP12C3 | 11400 | 8.6
CMS | PTP12CN | 11400 | 8.6
CMS | PTP12E4 | 11400 | 8.6
CMS | PTP12E5 | 11400 | 8.6
CMS | PTP12E6 | 11400 | 8.6
CMS | PTP12EN | 11400 | 8.6
CMS | PTP12G1 | 11100 | 8.6
CMS | PTP12G1 | 11400 | 8.6
CMS | PTP12G2 | 11100 | 8.6
CMS | PTP12G2 | 11400 | 8.6
CMS | PTP12G3 | 11100 | 8.6
CMS | PTP12G3 | 11400 | 8.6
CMS | PTP12GN | 11100 | 8.6
CMS | PTP12GN | 11400 | 8.6
CMS | PTP15B1 | 13200 | 8.1
CMS | PTP15B2 | 13200 | 8.1
CMS | PTP15B3 | 13200 | 8.1
CMS | PTP15B7 | 13200 | 8.1
CMS | PTP15BN | 13200 | 8.1
CMS | PTP15C1 | 13600 | 8.1
CMS | PTP15C2 | 13600 | 8.1
CMS | PTP15C3 | 13600 | 8.1
CMS | PTP15CN | 13600 | 8.1
CMS | PTP15E4 | 13600 | 8.1
CMS | PTP15E5 | 13600 | 8.1
CMS | PTP15E6 | 13600 | 8.1
CMS | PTP15EN | 13600 | 8.1
CMS | PTP15G1 | 13200 | 8.1
CMS | PTP15G1 | 13600 | 8.1
CMS | PTP15G2 | 13200 | 8.1
CMS | PTP15G2 | 13600 | 8.1
CMS | PTP15G3 | 13200 | 8.1
CMS | PTP15G3 | 13600 | 8.1
CMS | PTP15GN | 13200 | 8.1
CMS | PTP15GN | 13600 | 8.1
COLD POINT | CP08SA | 8800 | 11.3
COLD POINT | CP08SA | 8800 | 11.3
COLD POINT | CP08SAE | 8800 | 12.6
COLD POINT | CP08SAE | 8800 | 12.6
COLD POINT | CP08SAHP | 8800 | 11.3
COLD POINT | CP10SA | 10500 | 10.7
COLD POINT | CP10SA | 10500 | 10.7
COLD POINT | CP10SAE | 10500 | 12.1
COLD POINT | CP10SAE | 10500 | 12.1
COLD POINT | CP12SA | 11800 | 9.6
COLD POINT | CP12SA | 11800 | 9.6
COLD POINT | CP12SAE | 11800 | 10.4
COLD POINT | CP12SAE | 11800 | 10.4
COLD POINT | CP12SAHP | 11800 | 9.6
COLD POINT | CP13SA | 13000 | 9.4
COLD POINT | CP13SA | 13000 | 9.4
COLD POINT | CP13SAE | 13000 | 10
COLD POINT | CP13SAE | 13000 | 10
COLD POINT | CP14SB | 14000 | 9.2
COLD POINT | CP14SB | 14000 | 9.2
COLD POINT | CP14SBHE | 14000 | 9.2
COLD POINT | CP18HB | 18400 | 9.3
COLD POINT | CP18HB | 18400 | 9.3
COLD POINT | CP18HBHE | 18400 | 9.3
COLD POINT | CP18HBHP | 18400 | 9.3
COLD POINT | CP19HB | 19500 | 9.4
COLD POINT | CP19HB | 19500 | 9.4
COLD POINT | CP21HB | 21200 | 9.5
COLD POINT | CP21HB | 21200 | 9.5
COLD POINT | CP23HB | 23300 | 9.3
COLD POINT | CP23HB | 23300 | 9.3
COLD POINT | CP23HBHE | 23000 | 9.2
COLD POINT | CP23HBHP | 23300 | 9.3
COLD POINT | EP08RSA | 8400 | 9.3
COLD POINT | EP08RSA | 8400 | 9.3
Cold Point | EP08RSA | 7440 | 10.9
COLD POINT | EP08SSA-HP | 8100 | 8.7
COLD POINT | EP10RSA | 10000 | 10
COLD POINT | EP10RSA | 10000 | 10
COLD POINT | EP10RSB | 10000 | 9.1
COLD POINT | EP12SSB | 11600 | 9.3
COLD POINT | EP12SSB | 12300 | 9.5
COLD POINT | EP12SSB | 12300 | 9.5
COLD POINT | EP13RSA | 12500 | 9
COLD POINT | EP13RSB | 12300 | 10
COLD POINT | EP13RSB | 12500 | 10
COLD POINT | EP13RSB | 12500 | 10
Comfort Aire | R-141F-0 | 14000 | 10.2
Comfort Aire | R-141F-1 | 14000 | 10.2
Comfort Aire | RE-81F-0 | 7800 | 9.8
COMFORT ZONE | WW303 | 27900 | 9
COMFORT ZONE | WW303 | 28500 | 9.1
COMFORT ZONE | WW363A | 33400 | 8.2
COMFORT ZONE | WW363A | 34100 | 8.2
COMFORT-AIRE | R-101-3 | 10000 | 9
COMFORT-AIRE | R-121-2 | 12000 | 9
COMFORT-AIRE | R-141A | 14000 | 10.2
COMFORT-AIRE | R-141A | 14000 | 10.2
COMFORT-AIRE | R-183A | 17200 | 9
COMFORT-AIRE | R-183A | 18000 | 9
COMFORT-AIRE | R-243A | 24500 | 9
COMFORT-AIRE | R-243A | 25000 | 9
COMFORT-AIRE | R-51-4 | 5000 | 8
COMFORT-AIRE | R-61-2 | 5900 | 8
COMFORT-AIRE | R-81-1 | 8000 | 9
COOLERATOR | R141F* | 14000 | 10.2
COOLERATOR | R141F* | 14000 | 10.2
COOLERATOR | R141F* | 14000 | 10.2
COOLERATOR | R141F* | 14000 | 10.2
COOLERATOR | R183F* | 18000 | 9
COOLERATOR | R183F* | 18000 | 9
COOLERATOR | R253F* | 25000 | 8.7
COOLERATOR | R253F* | 25000 | 8.7
COOLERATOR | R293F* | 29000 | 8.2
COOLERATOR | R293F* | 29000 | 8.2
COOLERATOR | RA101* | 10000 | 9
COOLERATOR | RA101* | 10000 | 9
COOLERATOR | RA121* | 12000 | 9
COOLERATOR | RA121* | 12000 | 9
COOLERATOR | RA123A* | 12000 | 9
COOLERATOR | RA123A* | 12000 | 9
COOLERATOR | RA51* | 5000 | 8
COOLERATOR | RA51* | 5000 | 8
COOLERATOR | RA61* | 6000 | 9.6
COOLERATOR | RA61* | 6000 | 9.6
COOLERATOR | RA61* | 6000 | 9.6
COOLERATOR | RA61* | 6000 | 9.6
COOLERATOR | RA71* | 7000 | 8.5
COOLERATOR | RA71* | 7000 | 8.5
COOLERATOR | RA81* | 8000 | 9
COOLERATOR | RA81* | 8000 | 9
COOLERATOR | RE-123A-1 | 11700 | 9
COOLERATOR | RE-123A-1 | 12000 | 9
COOLERATOR | RE123F* | 11800 | 9
COOLERATOR | RE123F* | 11800 | 9
COOLERATOR | RE-183A-2 | 17200 | 9
COOLERATOR | RE-183A-2 | 17800 | 9
COOLERATOR | RE183F* | 17800 | 9
COOLERATOR | RE183F* | 17800 | 9
COOLERATOR | RE81F* | 8000 | 9.8
COOLERATOR | RE81F* | 8000 | 9.8
COOLERATOR | RF253F* | 25000 | 8.2
COOLERATOR | RF253F* | 25000 | 8.2
COOLERATOR | RH123A* | 12000 | 9
COOLERATOR | RH123A* | 12000 | 9
COOLERATOR | RH-203A | 19250 | 8.5
COOLERATOR | RH-203A | 19500 | 8.5
COOLERATOR | RH203F* | 19500 | 8.5
COOLERATOR | RH203F* | 19500 | 8.5
CROSLEY | CA10WR9* | 10000 | 9
CROSLEY | CA12WR9* | 12000 | 9
CROSLEY | CA14WC9* | 14000 | 10.2
CROSLEY | CA14WC9* | 14000 | 10.2
Crosley | CA14WC90 | 14000 | 10.2
Crosley | CA14WC91 | 14000 | 10.2
CROSLEY | CA18WC9* | 18000 | 9
CROSLEY | CA21WC9* | 21000 | 8.2
CROSLEY | CA25WC9* | 25000 | 8.7
CROSLEY | CA29WC9* | 29000 | 8.2
CROSLEY | CA5WM9* | 5000 | 8
CROSLEY | CA6WM9* | 6000 | 8.7
CROSLEY | CA8WR9* | 8000 | 9
CROSLEY | CAH12WB9* | 11800 | 9
CROSLEY | CAH18WC9* | 17800 | 9
CROSLEY | CAHWB9* | 8000 | 9.8
Daewoo | DWC-070C | 7390 | 10
Danby | DAC7059 | 7000 | 10
DYNASTY | A-107 | 7000 | 9.2
DYNASTY | A-107 | 7000 | 9.2
DYNAZONE | 2X87/S120FS/M300C | 27645 | 9
DYNAZONE | 2X87/S120S/M300C | 27645 | 9
DYNAZONE | MS870S/C870C | 8700 | 10.7
DYNAZONE | MS870S/C870C | 8700 | 10.7
DYNAZONE | S120S/C120C | 12000 | 9.3
DYNAZONE | S120S/C120C | 12000 | 9.3
DYNAZONE | S121HES/C121HC | 11400 | 9.3
DYNAZONE | S181FES/C181C | 18000 | 9.5
DYNAZONE | S181FS/C181C | 18000 | 9.5
DYNAZONE | S181FS/C181C | 18000 | 9.5
DYNAZONE | S181S/C181C | 17500 | 9.4
DYNAZONE | S181S/C181C | 17500 | 9.4
DYNAZONE | S182HES/C182HC | 17500 | 9.3
ELECTROHOME | A1009B | 10000 | 9
ELECTROHOME | A1201B | 12000 | 9
ELECTROHOME | A1802B | 17600 | 9.5
ELECTROHOME | A1802B | 18000 | 9.5
ELECTROHOME | A1802B | 18000 | 9.5
ELECTROHOME | A2502B | 24700 | 8.7
ELECTROHOME | A2502B | 25000 | 8.7
ELECTROHOME | A504C | 5200 | 8.2
ELECTROHOME | A601C | 5950 | 8.2
ELECTROHOME | AW1001B | 10100 | 8.6
ELECTROHOME | AW801B | 8000 | 9
EMERSON | 10AS12 | 9800 | 9
EMERSON | 10AS12A | 9800 | 9
EMERSON | 10BS12 | 9800 | 9
EMERSON | 10CS12 | 9800 | 9
EMERSON | 10DS12 | 9800 | 9
EMERSON | 10FV13 | 10000 | 9
EMERSON | 10GC93 | 10000 | 9.5
EMERSON | 10GC93 | 10000 | 9.5
EMERSON | 10HW12 | 10000 | 8.5
EMERSON | 10HW42 | 9800 | 8.5
EMERSON | 10HW42 | 10000 | 8.5
EMERSON | 10HW42H | 9800 | 8.5
EMERSON | 10HW42H | 10000 | 8.5
EMERSON | 12GD44 | 11500 | 9.5
EMERSON | 12GD44 | 12000 | 9.5
EMERSON | 12GD44 | 12000 | 9.5
EMERSON | 12GD44H | 11500 | 9.5
EMERSON | 12GD44H | 12000 | 9.5
EMERSON | 12HT13 | 12000 | 9.5
EMERSON | 12HT13 | 12000 | 9.5
EMERSON | 12HW42 | 11000 | 8.5
EMERSON | 12HW42 | 11500 | 8.5
EMERSON | 12HW42H | 11000 | 8.5
EMERSON | 12HW42H | 11500 | 8.5
EMERSON | 14HT13 | 13500 | 9.6
EMERSON | 14HT13 | 13500 | 9.6
EMERSON | 15GD14 | 15000 | 10
EMERSON | 15GD14 | 15000 | 10
EMERSON | 18GD44 | 17500 | 10
EMERSON | 18GD44 | 18000 | 10
EMERSON | 18GD44 | 18000 | 10
EMERSON | 18HD44H | 17500 | 8.8
EMERSON | 18HD44H | 18000 | 8.8
EMERSON | 18HT42 | 17200 | 8.8
EMERSON | 18HT42 | 17500 | 8.8
EMERSON | 24GD44 | 23500 | 8.3
EMERSON | 24GD44 | 24000 | 8.3
EMERSON | 24GD44H | 23500 | 8.3
EMERSON | 24GD44H | 24000 | 8.3
EMERSON | 25FK44 | 24500 | 10
EMERSON | 25FK44 | 25000 | 10
EMERSON | 25FK44 | 25000 | 10
EMERSON | 27GD44 | 26100 | 8.2
EMERSON | 32FK44 | 31500 | 8.3
EMERSON | 32FK44 | 32000 | 8.3
EMERSON | 5FN51 | 4700 | 8
EMERSON | 5FN61 | 5000 | 8.1
EMERSON | 5GC52 | 5000 | 8
EMERSON | 5GC53 | 5100 | 9.4
EMERSON | 5GC53 | 5100 | 9.4
EMERSON | 6AS62 | 6000 | 8.7
EMERSON | 6AS62A | 6000 | 8.7
EMERSON | 6BS62 | 6000 | 8.7
EMERSON | 6CS62 | 6000 | 8.7
EMERSON | 6DS62 | 6000 | 8.7
EMERSON | 6GC53 | 6000 | 10
EMERSON | 6GC53 | 6000 | 10
EMERSON | 7FS71 | 7000 | 8.5
EMERSON | 7FV73 | 7000 | 8.5
EMERSON | 7GC72H | 7000 | 8.5
EMERSON | 7HW72 | 7000 | 8.5
EMERSON | 8AS92 | 8000 | 9
EMERSON | 8AS92A | 8000 | 9
EMERSON | 8BS92 | 8000 | 9
EMERSON | 8CS92 | 8000 | 9
EMERSON | 8DS92 | 8100 | 9
EMERSON | 8GC72 | 7500 | 8.5
EMERSON | 8GC73 | 8000 | 9.5
EMERSON | 8GC73 | 8000 | 9.5
EMI | CCA24DA/C | 21600 | 8.7
EMI | CCA24DA/C | 22000 | 8.7
EMI | CCA24EA/C | 22000 | 8.7
EMI | RPC8T09D210**** | 8800 | 9
EMI | RPC8T09D210**** | 8600 | 9
F.A.S.T. | F10K1 | 10000 | 9.5
F.A.S.T. | F10K1 | 10000 | 9.5
F.A.S.T. | F10K3 | 10000 | 9.5
F.A.S.T. | F10K3 | 10000 | 9.5
F.A.S.T. | F12K1 | 12000 | 9.5
F.A.S.T. | F12K1 | 12000 | 9.5
F.A.S.T. | F12K3 | 11500 | 9.2
F.A.S.T. | F12K3 | 12000 | 9.2
F.A.S.T. | F12K3 | 12000 | 9.2
F.A.S.T. | F18K2 | 17500 | 9
F.A.S.T. | F18K2 | 18000 | 9
F.A.S.T. | F18K3 | 17500 | 9
F.A.S.T. | F18K3 | 18000 | 9
F.A.S.T. | F21K2 | 20500 | 8.5
F.A.S.T. | F21K2 | 21000 | 8.5
F.A.S.T. | F21K3 | 20500 | 8.5
F.A.S.T. | F21K3 | 21000 | 8.5
FEDDERS | A1K32E7B | 31500 | 8.3
FEDDERS | A1K32E7B | 32000 | 8.3
FEDDERS | A1N05F2A | 4700 | 8
FEDDERS | A1Q05F2A | 5000 | 8
FEDDERS | A1S07S2A | 7000 | 8.5
FEDDERS | A1V07S2B | 7000 | 8.5
FEDDERS | A1V10S2B | 10000 | 9
FEDDERS | A1W10W2A | 10000 | 8.5
FEDDERS | A1W10W7A | 9800 | 8.5
FEDDERS | A1W10W7A | 10000 | 8.5
FEDDERS | A1W12W7A | 11000 | 8.5
FEDDERS | A1W12W7A | 11500 | 8.5
FEDDERS | A2D12E7B | 11500 | 9.5
FEDDERS | A2D12E7B | 12000 | 9.5
FEDDERS | A2D12E7B | 12000 | 9.5
FEDDERS | A2D18E7B | 17500 | 8.8
FEDDERS | A2D18E7B | 18000 | 8.8
FEDDERS | A2D24E7B | 23500 | 8.3
FEDDERS | A2D24E7B | 24000 | 8.3
FEDDERS | A2D27E7B | 25500 | 8.2
FEDDERS | A2D27E7B | 26100 | 8.2
FEDDERS | A2N05F2A | 5000 | 8.1
FEDDERS | A2Q08F2B | 7500 | 8.5
FEDDERS | A2T18F7C | 17200 | 8.8
FEDDERS | A2T18F7C | 17500 | 8.8
FEDDERS | A3D15E2B | 15000 | 10
FEDDERS | A3D15E2B | 15000 | 10
Fedders | A3D16E2AG | 16000 | 11
FEDDERS | A3K25E7A | 24500 | 10
FEDDERS | A3K25E7A | 25000 | 10
FEDDERS | A3K25E7A | 25000 | 10
FEDDERS | A3Q05F2A | 5100 | 9.4
FEDDERS | A3Q05F2A | 5100 | 9.4
FEDDERS | A3Q06F2B | 6000 | 10
FEDDERS | A3Q06F2B | 6000 | 10
FEDDERS | A3Q08F2B | 8000 | 9.5
FEDDERS | A3Q08F2B | 8000 | 9.5
FEDDERS | A3T12F2A | 12000 | 9.5
FEDDERS | A3T12F2A | 12000 | 9.5
FEDDERS | A3T14E2A | 13500 | 9.5
FEDDERS | A3T14E2A | 13500 | 9.5
FEDDERS | AED12E7B | 11500 | 9.5
FEDDERS | AED12E7B | 12000 | 9.5
FEDDERS | AED18E7C | 17500 | 8.8
FEDDERS | AED18E7C | 18000 | 8.8
FEDDERS | AED24E7B | 23500 | 8.3
FEDDERS | AED24E7B | 24000 | 8.3
FEDDERS | AEQ07F2A | 7000 | 8.5
FEDDERS | AEW10W7A | 9800 | 8.5
FEDDERS | AEW10W7A | 10000 | 8.5
FEDDERS | AEW12W7A | 11000 | 8.5
FEDDERS | AEW12W7A | 11500 | 8.5
FRIEDRICH | KM14J10 | 14000 | 10.1
FRIEDRICH | KM18J30A | 18000 | 9.6
FRIEDRICH | KQ06J10A | 6200 | 9.5
FRIEDRICH | KQ08J10A | 7900 | 9.5
FRIEDRICH | KS10J10 | 10000 | 10.3
FRIEDRICH | KS12J10 | 12000 | 9.5
FRIEDRICH | KS12J30A | 12500 | 10
FRIEDRICH | RM15J10 | 14500 | 10.5
FRIEDRICH | RM18J30 | 18500 | 10
FRIEDRICH | RS10J10 | 10000 | 11
FRIEDRICH | RS10J10 | 10000 | 11
FRIEDRICH | RS12J10 | 12000 | 10.5
FRIEDRICH | RS12J10 | 12000 | 10.5
FRIEDRICH | RS15J30 | 15000 | 9.6
FRIEDRICH | SL24J30A | 24000 | 9.2
FRIEDRICH | SL24J30A | 24500 | 9.5
FRIEDRICH | SM14J10B | 14000 | 10.5
FRIEDRICH | SM14J10B | 14000 | 10.5
FRIEDRICH | SM18J30A | 18500 | 10
FRIEDRICH | SQ05J10A | 5400 | 11
FRIEDRICH | SQ05J10A | 5400 | 11
FRIEDRICH | SQ06J10A | 6300 | 10.8
FRIEDRICH | SQ06J10A | 6300 | 10.8
FRIEDRICH | SQ07J10A | 7100 | 10.3
FRIEDRICH | SQ07J10A | 7100 | 10.3
FRIEDRICH | SQ08J10B | 8000 | 10
FRIEDRICH | SS08J10A | 8200 | 10.8
FRIEDRICH | SS08J10A | 8200 | 10.8
FRIEDRICH | SS08J10R | 8200 | 11
FRIEDRICH | SS09J10A | 9200 | 11.5
FRIEDRICH | SS09J10A | 9200 | 11.5
FRIEDRICH | SS10J10A | 10200 | 11.7
FRIEDRICH | SS10J10A | 10200 | 11.7
FRIEDRICH | SS10J10R | 10200 | 11.7
FRIEDRICH | SS12J10A | 12000 | 10.5
FRIEDRICH | SS12J10A | 12000 | 10.5
FRIEDRICH | SS12J10R | 12000 | 10.5
FRIEDRICH | SS12J30A | 12000 | 10.5
FRIEDRICH | SS12J30A | 12000 | 10.5
FRIEDRICH | SS15J30A | 15000 | 9.6
FRIEDRICH | SV10J10C | 10000 | 9.5
FRIEDRICH | TEC07K25 | 6500 | 10
FRIEDRICH | TEC07K25 | 6700 | 10
FRIEDRICH | TEC07K34 | 6500 | 10
FRIEDRICH | TEC07K34 | 6700 | 10
FRIEDRICH | TEC07KOO | 6500 | 10
FRIEDRICH | TEC07KOO | 6700 | 10
FRIEDRICH | TEC07R00 | 6700 | 10
FRIEDRICH | TEC07R25 | 6700 | 10
FRIEDRICH | TEC07R34 | 6700 | 10
FRIEDRICH | TEC09K00 | 9100 | 11
FRIEDRICH | TEC09K00 | 9200 | 11
FRIEDRICH | TEC09K25 | 9100 | 11
FRIEDRICH | TEC09K25 | 9200 | 11
FRIEDRICH | TEC09K34 | 9100 | 11
FRIEDRICH | TEC09K34 | 9200 | 11
FRIEDRICH | TEC09K50 | 9100 | 11
FRIEDRICH | TEC09K50 | 9200 | 11
FRIEDRICH | TEC09R00 | 9200 | 11
FRIEDRICH | TEC09R25 | 9200 | 11
FRIEDRICH | TEC09R34 | 9200 | 11
FRIEDRICH | TEC09R50 | 9200 | 11
FRIEDRICH | TEC12K00 | 11500 | 10
FRIEDRICH | TEC12K00 | 11700 | 10
FRIEDRICH | TEC12K25 | 11500 | 10
FRIEDRICH | TEC12K25 | 11700 | 10
FRIEDRICH | TEC12K34 | 11500 | 10
FRIEDRICH | TEC12K34 | 11700 | 10
FRIEDRICH | TEC12K50 | 11500 | 10
FRIEDRICH | TEC12K50 | 11700 | 10
FRIEDRICH | TEC12R00 | 11700 | 9.8
FRIEDRICH | TEC12R25 | 11700 | 9.8
FRIEDRICH | TEC12R34 | 11700 | 9.8
FRIEDRICH | TEC12R50 | 11700 | 9.8
FRIEDRICH | TEC15K00 | 14200 | 9.2
FRIEDRICH | TEC15K00 | 14400 | 9.2
FRIEDRICH | TEC15K25 | 14200 | 9.2
FRIEDRICH | TEC15K25 | 14400 | 9.2
FRIEDRICH | TEC15K34 | 14200 | 9.2
FRIEDRICH | TEC15K34 | 14400 | 9.2
FRIEDRICH | TEC15K50 | 14200 | 9.2
FRIEDRICH | TEC15K50 | 14400 | 9.2
FRIEDRICH | TEC15R00 | 14400 | 9.2
FRIEDRICH | TEC15R25 | 14400 | 9.2
FRIEDRICH | TEC15R34 | 14400 | 9.2
FRIEDRICH | TEC15R50 | 14400 | 9.2
FRIEDRICH | THC07K00 | 6500 | 10
FRIEDRICH | THC07K00 | 6700 | 10
FRIEDRICH | THC07K25 | 6500 | 10
FRIEDRICH | THC07K25 | 6700 | 10
FRIEDRICH | THC07K34 | 6700 | 10
FRIEDRICH | THC07K34 | 6500 | 10
FRIEDRICH | THC07R00 | 6700 | 10
FRIEDRICH | THC07R25 | 6700 | 10
FRIEDRICH | THC07R34 | 6700 | 10
FRIEDRICH | THC09K00 | 9100 | 11
FRIEDRICH | THC09K00 | 9200 | 11
FRIEDRICH | THC09K25 | 9100 | 11
FRIEDRICH | THC09K25 | 9200 | 11
FRIEDRICH | THC09K34 | 9100 | 11
FRIEDRICH | THC09K34 | 9200 | 11
FRIEDRICH | THC09K50 | 9100 | 11
FRIEDRICH | THC09K50 | 9200 | 11
FRIEDRICH | THC09R00 | 9200 | 11
FRIEDRICH | THC09R25 | 9200 | 11
FRIEDRICH | THC09R34 | 9200 | 11
FRIEDRICH | THC09R50 | 9200 | 11
FRIEDRICH | THC12K00 | 11500 | 10
FRIEDRICH | THC12K00 | 11700 | 10
FRIEDRICH | THC12K25 | 11500 | 10
FRIEDRICH | THC12K25 | 11700 | 10
FRIEDRICH | THC12K34 | 11500 | 10
FRIEDRICH | THC12K34 | 11700 | 10
FRIEDRICH | THC12K50 | 11500 | 10
FRIEDRICH | THC12K50 | 11700 | 10
FRIEDRICH | THC12R00 | 11700 | 9.8
FRIEDRICH | THC12R25 | 11700 | 9.8
FRIEDRICH | THC12R34 | 11700 | 9.8
FRIEDRICH | THC12R50 | 11700 | 9.8
FRIEDRICH | THC15K00 | 14100 | 9.2
FRIEDRICH | THC15K00 | 14300 | 9.2
FRIEDRICH | THC15K25 | 14100 | 9.2
FRIEDRICH | THC15K25 | 14300 | 9.2
FRIEDRICH | THC15K34 | 14100 | 9.2
FRIEDRICH | THC15K34 | 14300 | 9.2
FRIEDRICH | THC15K50 | 14100 | 9.2
FRIEDRICH | THC15K50 | 14300 | 9.2
FRIEDRICH | THC15R00 | 14300 | 9.2
FRIEDRICH | THC15R25 | 14300 | 9.2
FRIEDRICH | THC15R34 | 14300 | 9.2
FRIEDRICH | THC15R50 | 14300 | 9.2
FRIEDRICH | WS07A10D | 7000 | 9.5
FRIEDRICH | WS09A10D | 9000 | 9.2
FRIEDRICH | WS09A30D | 9000 | 9.2
FRIEDRICH | ZQ05A10 | 5000 | 8
FRIEDRICH | ZQ08A10 | 7800 | 9.5
FRIEDRICH | ZQ08A10 | 7800 | 9.5
FRIGIDAIRE | FAB067J7B | 6100 | 10
FRIGIDAIRE | FAB067T7B | 6300 | 10
FRIGIDAIRE | FAB067T7B | 6300 | 10
FRIGIDAIRE | FAB067W7B | 6100 | 10
FRIGIDAIRE | FAB077S7B | 7000 | 9.7
FRIGIDAIRE | FAB077S7B | 7000 | 9.7
FRIGIDAIRE | FAC053T7A | 5200 | 8.2
FRIGIDAIRE | FAC056F7A | 5450 | 10
FRIGIDAIRE | FAC056G7A | 5500 | 10
FRIGIDAIRE | FAC056H7A | 5500 | 10
FRIGIDAIRE | FAC063T7A | 5950 | 8.2
FRIGIDAIRE | FAC083T7A | 8200 | 9.2
FRIGIDAIRE | FAC083T7A | 8200 | 9.2
FRIGIDAIRE | FAC086T7A | 8200 | 9.2
FRIGIDAIRE | FAC086T7A | 8200 | 9.2
FRIGIDAIRE | FAK083J7V | 8000 | 10.5
FRIGIDAIRE | FAL103S1A | 9800 | 9.3
FRIGIDAIRE | FAL103S1A | 9800 | 9.3
FRIGIDAIRE | FAL106W1A | 10200 | 9.5
FRIGIDAIRE | FAL106W1A | 10200 | 9.5
FRIGIDAIRE | FAL123S1A | 12000 | 9
FRIGIDAIRE | FAS153J1A | 15000 | 10.5
FRIGIDAIRE | FAS154J1A | 15000 | 10.5
FRIGIDAIRE | FAS155H1A | 15000 | 10.4
FRIGIDAIRE | FAS155J1A | 15000 | 10.5
FRIGIDAIRE | FAS183S2A | 17600 | 9.5
FRIGIDAIRE | FAS183S2A | 18000 | 9.5
FRIGIDAIRE | FAS183S2A | 18000 | 9.5
FRIGIDAIRE | FAS186W2A | 17600 | 9.5
FRIGIDAIRE | FAS186W2A | 18000 | 9.5
FRIGIDAIRE | FAS186W2A | 18000 | 9.5
FRIGIDAIRE | FAS226W2A | 21700 | 8.2
FRIGIDAIRE | FAS226W2A | 22000 | 8.2
FRIGIDAIRE | FAS256W2A | 24700 | 8.7
FRIGIDAIRE | FAS256W2A | 25000 | 8.7
FRIGIDAIRE | FAV157G1A | 15000 | 10.4
FRIGIDAIRE | FAV157W1A | 15000 | 10.5
FRIGIDAIRE | FAV157W1A | 15000 | 10.5
GENERAL ELECTRIC | AGH08AAG1 | 7800 | 10
GENERAL ELECTRIC | AGH08AAG1 | 7800 | 10
GENERAL ELECTRIC | AGH08FA | 7800 | 10
GENERAL ELECTRIC | AGH08FAG2 | 7800 | 10
GENERAL ELECTRIC | AGH08FAG2 | 7800 | 10
GENERAL ELECTRIC | AGN05LAG1 | 5000 | 8
GENERAL ELECTRIC | AGN05LB | 5200 | 9.7
GENERAL ELECTRIC | AGN08FAG1 | 8000 | 10
GENERAL ELECTRIC | AGN08FAG1 | 8000 | 10
GENERAL ELECTRIC | AGN10AAG1 | 10000 | 9.2
GENERAL ELECTRIC | AGN10AAG1 | 10000 | 9.2
GENERAL ELECTRIC | AGN12AAG1 | 12000 | 9
GENERAL ELECTRIC | AGN14AAG1 | 13800 | 10
GENERAL ELECTRIC | AGN14AAG1 | 13800 | 10
GENERAL ELECTRIC | AGN18DAG1 | 17500 | 9.2
GENERAL ELECTRIC | AGN18DAG1 | 18000 | 9.2
GENERAL ELECTRIC | AGN18DAG1 | 18000 | 9.2
GENERAL ELECTRIC | AGP05LAG1 | 5000 | 8
GENERAL ELECTRIC | AGP05LB | 5200 | 9.7
GENERAL ELECTRIC | AGP08AAG1 | 8000 | 9
GENERAL ELECTRIC | AGP08AAG2 | 8000 | 9
GENERAL ELECTRIC | AGP10AAG2 | 10000 | 9.2
GENERAL ELECTRIC | AGP10AAG2 | 10000 | 9.2
GENERAL ELECTRIC | AGP12AAG1 | 12000 | 9
GENERAL ELECTRIC | AGP12AAG2 | 12000 | 9
GENERAL ELECTRIC | AGP18AAG1 | 17200 | 8.8
GENERAL ELECTRIC | AGP18AAG1 | 17500 | 8.8
GENERAL ELECTRIC | AGP18DBG1 | 17400 | 8.8
GENERAL ELECTRIC | AGP18DBG1 | 17800 | 8.8
GENERAL ELECTRIC | AGS05LAG1 | 5000 | 8
GENERAL ELECTRIC | AGS08AAG1 | 8000 | 9
GENERAL ELECTRIC | AGV08AAG1 | 8000 | 9
GENERAL ELECTRIC | AGV10AAG1 | 10000 | 9.2
GENERAL ELECTRIC | AGV10AAG1 | 10000 | 9.2
GENERAL ELECTRIC | AGV12AAG1 | 12000 | 9
GENERAL ELECTRIC | AGV12AAG2 | 12000 | 9
GENERAL ELECTRIC | AGV12DAG1 | 11500 | 9.1
GENERAL ELECTRIC | AGV12DAG1 | 12000 | 9
GENERAL ELECTRIC | AGV18AAG1 | 17200 | 8.8
GENERAL ELECTRIC | AGV18AAG1 | 17500 | 8.8
GENERAL ELECTRIC | AGV18DBG1 | 17400 | 8.8
GENERAL ELECTRIC | AGV18DBG1 | 17800 | 8.8
GENERAL ELECTRIC | AJ806LF | 6200 | 8.7
GENERAL ELECTRIC | AJ806LF | 6200 | 8.7
GENERAL ELECTRIC | AJ808AF | 8200 | 8.7
GENERAL ELECTRIC | AJ808AF | 8200 | 8.7
GENERAL ELECTRIC | AJ810AF | 10200 | 8.5
GENERAL ELECTRIC | AJ810AF | 10200 | 8.5
GENERAL ELECTRIC | AJA12DF | 11300 | 8.5
GENERAL ELECTRIC | AJA12DF | 11500 | 8.5
GENERAL ELECTRIC | AJA12DF | 11300 | 8.5
GENERAL ELECTRIC | AJA12DF | 11500 | 8.5
GENERAL ELECTRIC | AJCH08AC** | 8000 | 9.2
GENERAL ELECTRIC | AJCH08AC** | 8000 | 9.2
GENERAL ELECTRIC | AJCH10AC** | 9900 | 9.2
GENERAL ELECTRIC | AJCH10AC** | 9900 | 9.2
GENERAL ELECTRIC | AJCH10DC** | 9700 | 9.2
GENERAL ELECTRIC | AJCH10DC** | 9900 | 9.2
GENERAL ELECTRIC | AJCH10DC** | 9900 | 9.2
GENERAL ELECTRIC | AJCH12DC** | 11400 | 9
GENERAL ELECTRIC | AJCH12DC** | 11600 | 9
GENERAL ELECTRIC | AJCS06LC** | 6000 | 9.5
GENERAL ELECTRIC | AJCS06LC** | 6000 | 9.5
GENERAL ELECTRIC | AJCS06LZ** | 6000 | 9.5
GENERAL ELECTRIC | AJCS06LZ** | 6000 | 9.5
GENERAL ELECTRIC | AJCS08AC** | 8000 | 9.2
GENERAL ELECTRIC | AJCS08AC** | 8000 | 9.2
GENERAL ELECTRIC | AJCS08AZ** | 8000 | 9.2
GENERAL ELECTRIC | AJCS08AZ** | 8000 | 9.2
GENERAL ELECTRIC | AJCS09DC** | 8700 | 9.5
GENERAL ELECTRIC | AJCS09DC** | 8900 | 9.5
GENERAL ELECTRIC | AJCS09DC** | 8900 | 9.5
GENERAL ELECTRIC | AJCS10AC** | 9900 | 9.2
GENERAL ELECTRIC | AJCS10AC** | 9900 | 9.2
GENERAL ELECTRIC | AJCS10AZ** | 9900 | 9.2
GENERAL ELECTRIC | AJCS10AZ** | 9900 | 9.2
GENERAL ELECTRIC | AJCS10DC** | 9700 | 9.2
GENERAL ELECTRIC | AJCS10DC** | 9900 | 9.2
GENERAL ELECTRIC | AJCS10DC** | 9900 | 9.2
GENERAL ELECTRIC | AJCS12DC** | 11400 | 9
GENERAL ELECTRIC | AJCS12DC** | 11600 | 9
GENERAL ELECTRIC | AJEH12DC** | 11400 | 9
GENERAL ELECTRIC | AJEH12DC** | 11600 | 9
GENERAL ELECTRIC | AJES06LS** | 6000 | 9.5
GENERAL ELECTRIC | AJES08AS** | 8000 | 9.2
GENERAL ELECTRIC | AJES09DC** | 8700 | 9.5
GENERAL ELECTRIC | AJES09DC** | 8900 | 9.5
GENERAL ELECTRIC | AJES10DC** | 9700 | 9.2
GENERAL ELECTRIC | AJES10DC** | 9900 | 9.2
GENERAL ELECTRIC | AJES10DS** | 9700 | 9.2
GENERAL ELECTRIC | AJES10DS** | 9900 | 9.2
GENERAL ELECTRIC | AJES12DC** | 11400 | 9
GENERAL ELECTRIC | AJES12DC** | 11600 | 9
GENERAL ELECTRIC | AJHS08AS** | 8000 | 9.2
GENERAL ELECTRIC | AJHS08DC** | 7800 | 9.2
GENERAL ELECTRIC | AJHS08DC** | 8000 | 9.2
GENERAL ELECTRIC | AJHS10DC** | 9600 | 9.2
GENERAL ELECTRIC | AJHS10DC** | 9800 | 9.2
GENERAL ELECTRIC | AJJ09DF | 8500 | 8.7
GENERAL ELECTRIC | AJJ09DF | 8600 | 8.7
GENERAL ELECTRIC | AJJ10DF | 9300 | 8.5
GENERAL ELECTRIC | AJJ10DF | 9500 | 8.5
GENERAL ELECTRIC | AJJ11DF | 11100 | 8.5
GENERAL ELECTRIC | AJJ11DF | 11300 | 8.5
GENERAL ELECTRIC | AJK06LF | 6000 | 8.7
GENERAL ELECTRIC | AJK08AF | 8000 | 8.7
GENERAL ELECTRIC | AJK10DF | 9300 | 8.5
GENERAL ELECTRIC | AJK10DF | 9500 | 8.5
GENERAL ELECTRIC | AJM10AF | 10200 | 8.5
GENERAL ELECTRIC | AJM10DF | 9500 | 8.6
GENERAL ELECTRIC | AJM10DF | 9700 | 8.5
GENERAL ELECTRIC | AJS08AF | 8000 | 8.5
GENERAL ELECTRIC | AJT08DF | 7800 | 8.5
GENERAL ELECTRIC | AJT08DF | 8000 | 8.5
GENERAL ELECTRIC | AJT10DF | 9300 | 8
GENERAL ELECTRIC | AJT10DF | 9500 | 8.1
GENERAL ELECTRIC | AJX06LF | 6200 | 8.7
GENERAL ELECTRIC | AJX08AF | 8200 | 8.7
GENERAL ELECTRIC | AJX09DF | 8700 | 8.7
GENERAL ELECTRIC | AJX09DF | 8800 | 8.7
GENERAL ELECTRIC | AMH06LA | 5800 | 10
GENERAL ELECTRIC | AMH08FA | 7800 | 10
GENERAL ELECTRIC | ANK12D2 | 11700 | 9
GENERAL ELECTRIC | ANK12D2 | 12000 | 9
GENERAL ELECTRIC | ANM12DB | 11700 | 9
GENERAL ELECTRIC | ANM12DB | 12000 | 9
GENERAL ELECTRIC | APK15D2 | 14400 | 8.8
GENERAL ELECTRIC | APK15D2 | 15000 | 8.8
GENERAL ELECTRIC | APM15DB | 14400 | 8.8
GENERAL ELECTRIC | APM15DB | 15000 | 8.8
GENERAL ELECTRIC | APS12DB | 11700 | 8.5
GENERAL ELECTRIC | APS12DB | 12000 | 8.5
GENERAL ELECTRIC | AQP08AA | 8000 | 9
GENERAL ELECTRIC | AQV05LA** | 5000 | 9
GENERAL ELECTRIC | AQV06LA** | 6000 | 9
GENERAL ELECTRIC | AQV12DA | 11300 | 9
GENERAL ELECTRIC | AQV12DA | 11500 | 9
GENERAL ELECTRIC | ARK18D2 | 17600 | 8.8
GENERAL ELECTRIC | ARK18D2 | 18000 | 8.8
GENERAL ELECTRIC | ARS18DB | 17600 | 8.5
GENERAL ELECTRIC | ARS18DB | 18000 | 8.5
GENERAL ELECTRIC | ASM06LB | 6000 | 10
GENERAL ELECTRIC | ASV05LA | 5000 | 9.7
GENERAL ELECTRIC | ASV06LB | 6000 | 9.8
GENERAL ELECTRIC | AZ21E06D*C | 6100 | 10
GENERAL ELECTRIC | AZ21E06D*C | 6300 | 10
GENERAL ELECTRIC | AZ21E06E*C | 6300 | 10
GENERAL ELECTRIC | AZ21E09D*C | 8800 | 9.7
GENERAL ELECTRIC | AZ21E09D*C | 9000 | 9.7
GENERAL ELECTRIC | AZ21E09E*C | 9000 | 9.7
GENERAL ELECTRIC | AZ21E12D*C | 11900 | 9.1
GENERAL ELECTRIC | AZ21E12D*C | 12100 | 9.1
GENERAL ELECTRIC | AZ21E12E*C | 12100 | 9.1
GENERAL ELECTRIC | AZ21E15D*C | 13800 | 9.1
GENERAL ELECTRIC | AZ21E15D*C | 14100 | 9.1
GENERAL ELECTRIC | AZ21E15E*C | 14100 | 9.1
GENERAL ELECTRIC | AZ26E06D*C | 6100 | 10
GENERAL ELECTRIC | AZ26E06D*C | 6300 | 10
GENERAL ELECTRIC | AZ26E06E*C | 6300 | 10
GENERAL ELECTRIC | AZ26E09D*C | 8800 | 10.9
GENERAL ELECTRIC | AZ26E09D*C | 9000 | 10.8
GENERAL ELECTRIC | AZ26E09E*C | 9000 | 10.8
GENERAL ELECTRIC | AZ26E12D*C | 12100 | 9.8
GENERAL ELECTRIC | AZ26E12D*C | 12400 | 9.8
GENERAL ELECTRIC | AZ26E12E*C | 12400 | 9.8
GENERAL ELECTRIC | AZ26E15D*C | 14200 | 9.5
GENERAL ELECTRIC | AZ26E15D*C | 14500 | 9.5
GENERAL ELECTRIC | AZ26E15E*C | 14500 | 9.5
GENERAL ELECTRIC | HSV05LA | 5000 | 9.7
GENERAL ELECTRIC | HSV07LA | 7000 | 9.8
GIBSON | GAB067F7B | 6100 | 10
GIBSON | GAB067T7B | 6300 | 10
GIBSON | GAB067T7B | 6300 | 10
GIBSON | GAC053T7A | 5200 | 8.2
Gibson | GAC056G7A | 5500 | 10
Gibson | GAC056Y7A | 5450 | 10
GIBSON | GAC063W7A | 5950 | 8.2
GIBSON | GAC067T7A | 6100 | 10
GIBSON | GAC067T7A | 6100 | 10
GIBSON | GAC086T7A | 8200 | 9.2
GIBSON | GAC086T7A | 8200 | 9.2
GIBSON | GAH11EP2A | 10600 | 8.5
GIBSON | GAH11EP2A | 10700 | 8.5
GIBSON | GAL108T1A | 9800 | 9.3
GIBSON | GAL108T1A | 9800 | 9.3
GIBSON | GAL108W1A2 | 9800 | 9.3
GIBSON | GAL108W1A2 | 9800 | 9.3
GIBSON | GAL128W1A | 12000 | 9
Gibson | GAS154J1A | 15000 | 10.5
Gibson | GAS155H1A | 15000 | 10.4
GIBSON | GAS183W2A | 17600 | 9.5
GIBSON | GAS183W2A | 18000 | 9.5
GIBSON | GAS183W2A | 18000 | 9.5
GIBSON | GAS188W2A | 17600 | 9.5
GIBSON | GAS188W2A | 18000 | 9.5
GIBSON | GAS188W2A | 18000 | 9.5
GIBSON | GAS18EW2A | 17600 | 9.5
GIBSON | GAS18EW2A | 18000 | 9.5
GIBSON | GAS228W2A | 21700 | 8.2
GIBSON | GAS228W2A | 22000 | 8.2
GIBSON | GAS258W2A | 24700 | 8.7
GIBSON | GAS258W2A | 25000 | 8.7
GIBSON | GAV158S1A | 15000 | 10.5
GIBSON | GAV158S1A | 15000 | 10.5
Gibson | GAV158Y1A | 15000 | 10.4
GOLDSTAR | GA-0510BC | 5500 | 9.2
GOLDSTAR | GA-0510BC | 5500 | 9.2
GOLDSTAR | GA-0515AC | 5000 | 8
GOLDSTAR | GA-0516AC | 5000 | 8
GOLDSTAR | GA-051A | 5500 | 9.2
GOLDSTAR | GA-051A | 5500 | 9.2
GOLDSTAR | GA-0550BC | 5500 | 9.2
GOLDSTAR | GA-0550BC | 5500 | 9.2
GOLDSTAR | GA-0615AC | 6000 | 8.5
GOLDSTAR | GA-071 | 7000 | 8.7
GOLDSTAR | GA-0710BC | 7000 | 8.7
GOLDSTAR | GA-0710GC | 7000 | 9.2
GOLDSTAR | GA-0710GC | 7000 | 9.2
GOLDSTAR | GA-0710HCM | 7000 | 9.2
GOLDSTAR | GA-0710HCM | 7000 | 9.2
GOLDSTAR | GA-0711GC | 7000 | 9.2
GOLDSTAR | GA-0711GC | 7000 | 9.2
GOLDSTAR | GA-0712BC | 7000 | 8.7
GOLDSTAR | GA-0712GC | 7000 | 9.2
GOLDSTAR | GA-0712GC | 7000 | 9.2
GOLDSTAR | GA-0713BC | 7000 | 8.7
GOLDSTAR | GA-0910CC | 8500 | 9
GOLDSTAR | GA-0911GC | 8500 | 9
GOLDSTAR | GA-0912GC | 8500 | 9
GOLDSTAR | GA-091A | 9000 | 9
GOLDSTAR | GA-1012LC | 10000 | 9.5
GOLDSTAR | GA-1012LC | 10000 | 9.5
GOLDSTAR | GA-1013LC | 10000 | 9.5
GOLDSTAR | GA-1013LC | 10000 | 9.5
GOLDSTAR | GA-1014LC | 10000 | 9.7
GOLDSTAR | GA-1014LC | 10000 | 9.7
GOLDSTAR | GA-1014LCM | 10000 | 9.7
GOLDSTAR | GA-1014LCM | 10000 | 9.7
GOLDSTAR | GA-1015LC | 10000 | 9.5
GOLDSTAR | GA-1015LC | 10000 | 9.5
GOLDSTAR | GA-1210DC | 12000 | 9
GOLDSTAR | GA-1212LC | 12000 | 9
GOLDSTAR | GA-1213LC | 12000 | 9
GOLDSTAR | GA-1214LC | 12000 | 9.2
GOLDSTAR | GA-1214LC | 12000 | 9.2
GOLDSTAR | GA-1214LCM | 12000 | 9.2
GOLDSTAR | GA-1214LCM | 12000 | 9.2
GOLDSTAR | GA-1215LC | 12000 | 9
GOLDSTAR | GA-122A | 12000 | 9
GOLDSTAR | GA-1830FC | 17000 | 8.8
GOLDSTAR | GA-1830FC | 17500 | 8.8
GOLDSTAR | GA-1831FC | 17000 | 8.8
GOLDSTAR | GA-1831FC | 17500 | 8.8
GOLDSTAR | GA-1833FC | 17500 | 9.2
GOLDSTAR | GA-1833FC | 18000 | 9.2
GOLDSTAR | GA-1833FC | 18000 | 9.2
GOLDSTAR | GA-1834FC | 17500 | 9.2
GOLDSTAR | GA-1834FC | 18000 | 9.2
GOLDSTAR | GA-1834FC | 18000 | 9.2
GOLDSTAR | GA-1835FC | 17500 | 9.2
GOLDSTAR | GA-1835FC | 18000 | 9.2
GOLDSTAR | GA-1835FC | 18000 | 9.2
GOLDSTAR | GA-2135FC | 20500 | 8.6
GOLDSTAR | GA-2135FC | 21000 | 8.6
GOLDSTAR | LW-A0510CG | 5000 | 8
GOLDSTAR | LW-A0510CL | 5000 | 8
GOLDSTAR | LW-A0510CT | 5000 | 8
GOLDSTAR | LW-A0511CL | 5100 | 9
GOLDSTAR | LW-A0512CL | 5000 | 8.2
GOLDSTAR | LW-A0513CL | 5000 | 8
GOLDSTAR | LW-A0612CL | 6000 | 8.8
GOLDSTAR | LW-B0712CL | 7000 | 9.2
GOLDSTAR | LW-B0712CL | 7000 | 9.2
GOLDSTAR | LW-B0714C* | 7000 | 9.2
GOLDSTAR | LW-B0714C* | 7000 | 9.2
GOLDSTAR | LW-B0810CL | 8000 | 9
GOLDSTAR | LW-B0811CL | 8000 | 10
GOLDSTAR | LW-B0811CL | 8000 | 10
GOLDSTAR | LW-B0812C* | 8000 | 9
GOLDSTAR | LW-B0813C* | 8000 | 10
GOLDSTAR | LW-B0813C* | 8000 | 10
GOLDSTAR | LW-C1011CL | 10000 | 10
GOLDSTAR | LW-C1011CL | 10000 | 10
GOLDSTAR | LW-C1012CL | 10000 | 9.5
GOLDSTAR | LW-C1012CL | 10000 | 9.5
GOLDSTAR | LW-C1014C* | 10000 | 9.5
GOLDSTAR | LW-C1014C* | 10000 | 9.5
GOLDSTAR | LW-C1017C* | 10000 | 9.5
GOLDSTAR | LW-C1017C* | 10000 | 9.5
GOLDSTAR | LWC1030AX* | 10000 | 9.5
GOLDSTAR | LWC1030AX* | 10000 | 9.5
GOLDSTAR | LWC1210AC* | 12000 | 9.5
GOLDSTAR | LWC1210AC* | 12000 | 9.5
GOLDSTAR | LW-C1211CL | 12000 | 9.5
GOLDSTAR | LW-C1211CL | 12000 | 9.5
GOLDSTAR | LW-C1212CL | 12000 | 9.5
GOLDSTAR | LW-C1212CL | 12000 | 9.5
GOLDSTAR | LW-C1213CL | 12000 | 10
GOLDSTAR | LW-C1213CL | 12000 | 10
GOLDSTAR | LW-C12140* | 12000 | 9.5
GOLDSTAR | LW-C12140* | 12000 | 9.5
GOLDSTAR | LW-C1217C* | 12000 | 9.5
GOLDSTAR | LW-C1217C* | 12000 | 9.5
GOLDSTAR | LWC1230AC* | 11500 | 9.2
GOLDSTAR | LWC1230AC* | 12000 | 9.2
GOLDSTAR | LWC1230AC* | 12000 | 9.2
GOLDSTAR | LWC1230AX* | 11500 | 9.2
GOLDSTAR | LWC1230AX* | 12000 | 9.2
GOLDSTAR | LWC1230AX* | 12000 | 9.2
GOLDSTAR | LW-C1230CL | 11500 | 9.2
GOLDSTAR | LW-C1230CL | 12000 | 9.2
GOLDSTAR | LW-C1230CL | 12000 | 9.2
GOLDSTAR | LW-C1230XL | 11500 | 9.2
GOLDSTAR | LW-C1230XL | 12000 | 9.2
GOLDSTAR | LW-C1230XL | 12000 | 9.2
GOLDSTAR | LW-C1232H* | 10700 | 8.5
GOLDSTAR | LW-C1232H* | 11000 | 8.5
GOLDSTAR | LW-D1832CL | 17500 | 9
GOLDSTAR | LW-D1832CL | 18000 | 9
GOLDSTAR | LW-E2132CL | 20500 | 8.6
GOLDSTAR | LW-E2132CL | 21000 | 8.6
GOLDSTAR | LW-F1830CL | 17500 | 9
GOLDSTAR | LW-F1830CL | 18000 | 9
GOLDSTAR | LW-F2130CL | 20500 | 8.6
GOLDSTAR | LW-F2130CL | 21000 | 8.6
GOLDSTAR | LW-G0710CL | 7000 | 9.2
GOLDSTAR | LW-G0710CL | 7000 | 9.2
GOLDSTAR | LWH0510AC* | 5000 | 8
GOLDSTAR | LWH0511AC* | 5100 | 9
GOLDSTAR | LWH0512AC* | 5400 | 10
GOLDSTAR | LWH0512AC* | 5400 | 10
GOLDSTAR | LWH0512NC* | 5400 | 10
GOLDSTAR | LWH0512NC* | 5400 | 10
GOLDSTAR | LW-L1010CL | 10000 | 9.5
GOLDSTAR | LW-L1010CL | 10000 | 9.5
GOLDSTAR | LW-L1210CL | 12000 | 9
GOLDSTAR | LWM1410BC* | 13800 | 10
GOLDSTAR | LWM1410BC* | 13800 | 10
GOLDSTAR | LWM1830BC* | 17500 | 9
GOLDSTAR | LWM1830BC* | 18000 | 9
GOLDSTAR | LWM1830BX* | 17500 | 9
GOLDSTAR | LWM1830BX* | 18000 | 9
GOLDSTAR | LWM1830RC* | 18000 | 9
GOLDSTAR | LWM1831BC* | 17500 | 9.2
GOLDSTAR | LWM1831BC* | 18000 | 9.2
GOLDSTAR | LWM1831BC* | 18000 | 9.2
GOLDSTAR | LWM2130BC* | 20500 | 8.5
GOLDSTAR | LWM2130BC* | 21000 | 8.5
GOLDSTAR | LWM2130BX* | 21000 | 8.5
GOLDSTAR | LWN2130BX* | 20500 | 8.5
GOLDSTAR | R-1400 | 13800 | 10
GOLDSTAR | R-1400 | 13800 | 10
Goldstar | R1402 | 14000 | 10.1
GOLDSTAR | R-1800 | 17500 | 9
GOLDSTAR | R-1800 | 18000 | 9
GOLDSTAR | R-1801H | 17500 | 9
GOLDSTAR | R-1801H | 18000 | 9
GOLDSTAR | R-2100 | 20500 | 8.5
GOLDSTAR | R-2100 | 21000 | 8.5
GOLDSTAR | R-2101H | 20500 | 8.5
GOLDSTAR | R-2101H | 21000 | 8.5
GOLDSTAR | R-5000 | 5000 | 8
Goldstar | R5400 | 5400 | 10
Haier | HW-05CA12 | 5000 | 9.7
Haier | HW-07CB12 | 6600 | 10
Hampton Bay | BHAC0510GS0 | 5000 | 9.5
HOTPOINT | ASX06LS | 6000 | 8.7
HOTPOINT | ASX06LSV1 | 6000 | 8.7
HOTPOINT | ASX08AT | 7900 | 9
HOTPOINT | ASX08FS | 7800 | 8.7
HOTPOINT | ASX08FSX1 | 7800 | 8.7
HOTPOINT | ASX10AT | 9800 | 9
HOTPOINT | HPP05LA | 5000 | 8.1
HOTPOINT | KCM12DB | 11400 | 9
HOTPOINT | KED12AA | 12000 | 9
HOTPOINT | KMH12AA | 12000 | 9.5
HOTPOINT | KMH12AA | 12000 | 9.5
HOTPOINT | KVS12AA | 12000 | 9
KEEPRITE | KR106HA | 6100 | 9
KEEPRITE | KR108HA | 8000 | 9.4
KEEPRITE | KR108HA | 8000 | 9.4
KEEPRITE | KR110HA | 10000 | 9
KEEPRITE | KR113HA | 12000 | 9.2
KEEPRITE | KR113HA | 12000 | 9.2
KEEPRITE | KR221HA | 21700 | 8.2
KEEPRITE | KR221HA | 22300 | 8.2
KENMORE | 580.7807 | 7000 | 9.2
KENMORE | 580.7812 | 12000 | 9.5
KENMORE | 580.7906 | 5400 | 10
KENMORE | 580.7907 | 7000 | 9.2
KENMORE | 580.7912 | 12000 | 9.5
Kenmore | 7818989 | 18000 | 10.2
Kenmore | 79056890 | 5400 | 10
KENMORE | 363.877049* | 4400 | 8.7
KENMORE | 363.877059* | 5200 | 8.7
KENMORE | 580.78053890 | 5100 | 9
KENMORE | 580.78073890 | 7000 | 9.2
KENMORE | 580.78122890 | 12000 | 9.5
KENMORE | 580.78183890 | 17200 | 8.8
KENMORE | 580.78183890 | 17500 | 8.8
KENMORE | 580.79053890 | 5100 | 9
KENMORE | 580.79056890 | 5400 | 10
KENMORE | 580.79074890 | 7000 | 9.2
KENMORE | 580.79122890 | 12000 | 9.5
KENMORE | 580.79184890 | 17500 | 9
KENMORE | 580.79184890 | 18000 | 9
KENMORE | 580.79188890 | 17500 | 9
KENMORE | 580.79188890 | 18000 | 9
Kenmore | 70055* | 5500 | 10
Kenmore | 70156* | 15000 | 10.5
Kenmore | 71055* | 5600 | 11
Kenmore | 78055* | 5500 | 10
Kenmore | 78079* | 6600 | 10
Kenmore | 78156* | 15000 | 10.4
Kenmore | 79156* | 15000 | 10.4
KENMORE | D42-35195 | 5100 | 9
KENMORE | D42-35197 | 7000 | 9.2
KENMORE | D42-35197 | 7000 | 9.2
MCQ | ENH009B03 | 9100 | 9.3
MCQ | ENH009B39 | 9400 | 8.9
MCQ | ENH009B40 | 9400 | 8.9
MCQ | ENH012B03 | 10700 | 9
MCQ | ENH012B340 | 10900 | 8.7
MCQ | ENH012B39 | 10900 | 8.7
MCQ | ENH015B0318/24/32 | 13000 | 9
MCQ | ENH015B4018/24/32 | 13000 | 9
MCQ | ENR007A/03 | 6800 | 9.3
MCQ | ENR007A/39 | 6800 | 9.3
MCQ | ENR007A/40* | 6800 | 9.3
MCQ | ENR007A0332 | 6800 | 9.3
MCQ | ENR007A0343 | 6800 | 9.3
MCQ | ENR007A3918 | 6800 | 9.3
MCQ | ENR007A3918G | 6800 | 9.3
MCQ | ENR007A3924 | 6800 | 9.3
MCQ | ENR007A3932 | 6800 | 9.3
MCQ | ENR007A3943 | 6800 | 9.3
MCQ | ENR007A4024 | 6800 | 9.3
MCQ | ENR007A4032 | 6800 | 9.3
MCQ | ENR007A4043 | 6800 | 9.3
MCQ | ENR009A4043 | 8600 | 9
MCQ | ENR009B0318 | 9500 | 10
MCQ | ENR009B0324 | 9500 | 10
MCQ | ENR009B0332 | 9500 | 10
MCQ | ENR009B0343 | 9500 | 10
MCQ | ENR009B0348 | 9500 | 10
MCQ | ENR009B39 | 9500 | 10
MCQ | ENR009B39* | 9500 | 10
MCQ | ENR009B39/03/40 | 9500 | 10
MCQ | ENR009B3918 | 9500 | 10
MCQ | ENR009B3924 | 9500 | 10
MCQ | ENR009B3932 | 9500 | 10
MCQ | ENR009B3943 | 9500 | 10
MCQ | ENR009B4024 | 9500 | 10
MCQ | ENR009B4032 | 9500 | 10
MCQ | ENR009B40HH | 9500 | 10
MCQ | ENR012B0318 | 11000 | 9.5
MCQ | ENR012B0324 | 11000 | 9.5
MCQ | ENR012B0332 | 11000 | 9.5
MCQ | ENR012B0343 | 11000 | 9.5
MCQ | ENR012B0348 | 11000 | 9.5
MCQ | ENR012B03HH | 11000 | 9.5
MCQ | ENR012B03HH* | 11000 | 9.5
MCQ | ENR012B39/40HH | 11300 | 9.2
MCQ | ENR012B39/40HH* | 11300 | 9.2
MCQ | ENR012B3918 | 11300 | 9.2
MCQ | ENR012B3924 | 11300 | 9.2
MCQ | ENR012B3932 | 11300 | 9.2
MCQ | ENR012B3943 | 11300 | 9.2
MCQ | ENR012B3948 | 11300 | 9.2
MCQ | ENR012B4024 | 11300 | 9.2
MCQ | ENR012B4032 | 11300 | 9.2
MCQ | ENR012B4043 | 11300 | 9.2
MCQ | ENR015A39 | 13000 | 9.4
MCQ | ENR015A3918 | 13000 | 8.2
MCQ | ENR015B03 | 13000 | 9.4
MCQ | ENR015B03* | 13000 | 9.4
MCQ | ENR015B0318 | 13000 | 9.4
MCQ | ENR015B0324 | 13000 | 9.4
MCQ | ENR015B0332 | 13000 | 9.4
MCQ | ENR015B0343 | 13000 | 9.4
MCQ | ENR015B0348 | 13000 | 9.4
MCQ | ENR015B39 | 13000 | 9.4
MCQ | ENR015B39HH | 13000 | 9.4
MCQ | ENR015B4018 | 13000 | 9.4
MCQ | ENR015B4048 | 13000 | 9.4
MCQ | ENR015B40HH | 13000 | 9.4
MCQ | ENR09B40HH* | 9500 | 10
MCQ | MEA007A(33/03/01) | 6900 | 9.4
MCQ | MEA007A(33/03/01) | 7000 | 10.1
MCQ | MEA007A4720 | 6900 | 9.4
MCQ | MEA007A4730 | 6900 | 9.4
MCQ | MEA007A4740 | 6900 | 9.4
MCQ | MEA007A4750 | 6900 | 9.4
MCQ | MEA007A47HW | 6900 | 9.4
MCQ | MEA007A47ST | 6900 | 9.4
MCQ | MEA009A(33/03/01) | 8500 | 9.7
MCQ | MEA009A(33/03/01) | 8500 | 10.1
MCQ | MEA009A4720 | 8500 | 9.7
MCQ | MEA009A4730 | 8500 | 9.7
MCQ | MEA009A4740 | 8500 | 9.7
MCQ | MEA009A4750 | 8500 | 9.7
MCQ | MEA009A47HW | 8500 | 9.7
MCQ | MEA009A47ST | 8500 | 9.7
MCQ | MEA012A(33/03/01) | 10500 | 8.9
MCQ | MEA012A(33/03/01) | 10600 | 9.2
MCQ | MEA012A4720 | 10500 | 8.9
MCQ | MEA012A4730 | 10500 | 8.9
MCQ | MEA012A4740 | 10500 | 8.9
MCQ | MEA012A4750 | 10500 | 8.9
MCQ | MEA012A47HW | 10500 | 8.9
MCQ | MEA012A47ST | 10500 | 8.9
MCQ | MEA014A(33/03/01) | 14100 | 9.2
MCQ | MEA014A(33/03/01) | 14200 | 9.3
MCQ | MEA014A4720 | 14200 | 9.2
MCQ | MEA014A4730 | 14200 | 9.2
MCQ | MEA014A4740 | 14200 | 9.2
MCQ | MEA014A4750 | 14200 | 9.2
MCQ | MEA014A47HW | 14200 | 9.2
MCQ | MEA014A47ST | 14200 | 9.2
MCQ | MEJ007A01-MEJ007/ | 7200 | 9.7
MCQ | MEJ007A03-MEJ007/ | 7200 | 9.7
MCQ | MEJ007A47-MEJ007/ | 7200 | 9.7
MCQ | MEJ009A01-MEJ007/ | 9400 | 9.3
MCQ | MEJ009A03-MEJ007/ | 9400 | 9.3
MCQ | MEJ009A47-MEJ007/ | 9400 | 9.3
MCQ | MEJ012A01-MEJ012A | 11300 | 8.5
MCQ | MEJ012A03-MEJ012A | 11300 | 8.5
MCQ | MEJ012A47-MEJ012A | 11300 | 8.5
MCQ | MEK007A**Y-MHK007 | 6800 | 9.6
MCQ | MEK007A**Y-MHK007 | 6800 | 9.6
MCQ | MEK007A**Y-MHK007 | 6800 | 9.6
MCQ | MEK007A01-MHK007A | 6800 | 9.6
MCQ | MEK007A03-MHK007A | 6800 | 9.6
MCQ | MEK007A47-MHK007A | 6800 | 9.6
MCQ | MEK009A**-MHK009A | 8600 | 9.2
MCQ | MEK009A**-MHK009A | 8600 | 9.2
MCQ | MEK009A**Y-MHK009 | 8600 | 9.2
MCQ | MEK009A01-MHK009A | 8600 | 9.2
MCQ | MEK009A03-MHK009A | 8600 | 9.2
MCQ | MEK009A47-MHK009A | 8600 | 9.2
MCQ | MEK012A**Y-MHK012 | 10900 | 8.9
MCQ | MEK012A**Y-MHK012 | 10900 | 8.9
MCQ | MEK012A**Y-MHK012 | 10900 | 8.9
MCQ | MEK012A01-MHK012A | 10900 | 8.9
MCQ | MEK012A03-MHK012A | 10900 | 8.9
MCQ | MEK012A47-MHK012A | 10900 | 8.9
MCQ | MEK014A**Y-MHK014 | 13100 | 8.4
MCQ | MEK014A**Y-MHK014 | 13100 | 8.4
MCQ | MEK014A**Y-MHK014 | 13100 | 8.4
MCQ | MEK014A01-MHK014A | 13100 | 8.4
MCQ | MEK014A03-MHK014A | 13100 | 8.4
MCQ | MEK014A47-MHK014A | 13100 | 8.4
MCQ | MEK019A03-MHK019A | 18500 | 7.7
MCQ | MEK019A47-MHK019A | 18500 | 7.7
MCQ | MEK022A47-MHK022A | 20000 | 8
MCQ | MQE007D0121 | 7300 | 10.3
MCQ | MQE007D0125 | 7300 | 10.3
MCQ | MQE007D0132 | 7300 | 10.3
MCQ | MQE007D0141 | 7300 | 10.3
MCQ | MQE007D01HW | 7300 | 10.3
MCQ | MQE007D01ST | 7300 | 10.3
MCQ | MQE007D0321 | 7300 | 10.3
MCQ | MQE007D0325 | 7300 | 10.3
MCQ | MQE007D0332 | 7300 | 10.3
MCQ | MQE007D0341 | 7300 | 10.3
MCQ | MQE007D03HW | 7300 | 10.3
MCQ | MQE007D03ST | 7300 | 10.3
MCQ | MQE009C0141 | 9200 | 9.9
MCQ | MQE009D0121 | 9200 | 9.9
MCQ | MQE009D0125 | 9200 | 9.9
MCQ | MQE009D0132 | 9200 | 9.9
MCQ | MQE009D01HW | 9200 | 9.9
MCQ | MQE009D01ST | 9200 | 9.9
MCQ | MQE009D0321 | 9200 | 9.9
MCQ | MQE009D0325 | 9200 | 9.9
MCQ | MQE009D0332 | 9200 | 9.9
MCQ | MQE009D0341 | 9200 | 9.9
MCQ | MQE009D03HW | 9200 | 9.9
MCQ | MQE009D03ST | 9200 | 9.9
MCQ | MQE009D11HW | 9200 | 9.9
MCQ | MQE009D11ST | 9200 | 9.9
MCQ | MQE009D4721 | 9200 | 9.9
MCQ | MQE009D4725 | 9200 | 9.9
MCQ | MQE009D4732 | 9200 | 9.9
MCQ | MQE009D4741 | 9200 | 9.9
MCQ | MQE009D47HW | 9200 | 9.9
MCQ | MQE009D47ST | 9200 | 9.9
MCQ | MQE012D0121 | 12100 | 10.3
MCQ | MQE012D0125 | 13100 | 10.3
MCQ | MQE012D0132 | 12100 | 10.3
MCQ | MQE012D0141 | 12100 | 10.3
MCQ | MQE012D0145 | 12100 | 10.3
MCQ | MQE012D01HW | 12100 | 10.3
MCQ | MQE012D01ST | 12100 | 10.3
MCQ | MQE012D0321 | 12100 | 10.3
MCQ | MQE012D0325 | 12100 | 10.3
MCQ | MQE012D0332 | 12100 | 10.3
MCQ | MQE012D0341 | 12100 | 10.3
MCQ | MQE012D0345 | 12100 | 10.3
MCQ | MQE012D03HW | 12100 | 10.3
MCQ | MQE012D03ST | 12100 | 10.3
MCQ | MQE012D4721 | 12100 | 10.3
MCQ | MQE012D4725 | 12100 | 10.3
MCQ | MQE012D4732 | 12100 | 10.3
MCQ | MQE012D4741 | 12100 | 10.3
MCQ | MQE012D4745 | 12100 | 10.3
MCQ | MQE012D47HW | 12100 | 10.3
MCQ | MQE012D47ST | 12100 | 10.3
MCQ | MQE015D0121 | 14600 | 9.6
MCQ | MQE015D0125 | 14600 | 9.6
MCQ | MQE015D0132 | 14600 | 9.6
MCQ | MQE015D0141 | 16000 | 8.9
MCQ | MQE015D0145 | 14600 | 9.6
MCQ | MQE015D01HW | 16000 | 8.9
MCQ | MQE015D01ST | 14600 | 9.6
MCQ | MQE015D0321 | 14600 | 9.6
MCQ | MQE015D0325 | 14600 | 9.6
MCQ | MQE015D0332 | 16000 | 8.9
MCQ | MQE015D0341 | 14600 | 9.6
MCQ | MQE015D0345 | 14600 | 9.6
MCQ | MQE015D03HW | 14600 | 9.6
MCQ | MQE015D03ST | 14600 | 9.6
MCQ | MQE015D4721 | 16000 | 8.9
MCQ | MQE015D4725 | 14600 | 9.6
MCQ | MQE015D4732 | 16000 | 8.9
MCQ | MQE015D4741 | 14600 | 9.6
MCQ | MQE015D4745 | 14600 | 9.6
MCQ | MQE015D47HW | 16000 | 8.9
MCQ | MQE015D47ST | 14600 | 9.6
MCQ | MQE016D0132 | 16000 | 8.9
MCQ | MQE016D0141 | 14600 | 9.6
MCQ | MQE016D0145 | 16000 | 8.9
MCQ | MQE016D01HW | 14600 | 9.6
MCQ | MQE016D01ST | 16000 | 8.9
MCQ | MQE016D0332 | 14600 | 9.6
MCQ | MQE016D0341 | 16000 | 8.9
MCQ | MQE016D0345 | 16000 | 8.9
MCQ | MQE016D03HW | 16000 | 8.9
MCQ | MQE016D03ST | 16000 | 8.9
MCQ | MQE016D4721 | 14600 | 9.6
MCQ | MQE016D4725 | 16000 | 8.9
MCQ | MQE016D4732 | 14600 | 9.6
MCQ | MQE016D4741 | 16000 | 8.9
MCQ | MQE016D4745 | 16000 | 8.9
MCQ | MQE016D47HW | 14600 | 9.6
MCQ | MQE016D47ST | 16000 | 8.9
MCQ | MQE07EG2 | 7100 | 11.4
MCQ | MQE07EG2 | 7200 | 11.6
MCQ | MQE07EG3 | 7100 | 11.4
MCQ | MQE07EG3 | 7200 | 11.6
MCQ | MQE07EGH | 7100 | 11.4
MCQ | MQE07EGH | 7200 | 11.6
MCQ | MQE07EGS | 7100 | 11.4
MCQ | MQE07EGS | 7200 | 11.6
MCQ | MQE09EG2 | 9000 | 10.2
MCQ | MQE09EG2 | 9100 | 10.4
MCQ | MQE09EG3 | 9000 | 10.2
MCQ | MQE09EG3 | 9100 | 10.4
MCQ | MQE09EGH | 9000 | 10.2
MCQ | MQE09EGH | 9100 | 10.4
MCQ | MQE09EGS | 9000 | 10.2
MCQ | MQE09EGS | 9100 | 10.4
MCQ | MQE09EN2 | 9000 | 10.4
MCQ | MQE09EN3 | 9000 | 10.4
MCQ | MQE09ENH | 9000 | 10.4
MCQ | MQE09ENS | 9000 | 10.4
MCQ | MQE12EG2 | 11700 | 10.5
MCQ | MQE12EG2 | 11700 | 10.8
MCQ | MQE12EG3 | 11700 | 10.5
MCQ | MQE12EG3 | 11700 | 10.8
MCQ | MQE12EG5 | 11700 | 10.5
MCQ | MQE12EG5 | 11700 | 10.8
MCQ | MQE12EGH | 11700 | 10.5
MCQ | MQE12EGH | 11700 | 10.8
MCQ | MQE12EGS | 11700 | 10.5
MCQ | MQE12EGS | 11700 | 10.8
MCQ | MQE12EN3 | 11700 | 10.8
MCQ | MQE12EN5 | 11700 | 10.8
MCQ | MQE12ENH | 11700 | 10.8
MCQ | MQE12ENS | 11700 | 10.8
MCQ | MQE15EG2 | 13500 | 9.5
MCQ | MQE15EG2 | 13600 | 9.5
MCQ | MQE15EG3 | 13500 | 9.5
MCQ | MQE15EG3 | 13600 | 9.5
MCQ | MQE15EG5 | 13500 | 9.5
MCQ | MQE15EG5 | 13600 | 9.5
MCQ | MQE15EGH | 13500 | 9.5
MCQ | MQE15EGH | 13600 | 9.5
MCQ | MQE15EGS | 13500 | 9.5
MCQ | MQE15EGS | 13600 | 9.5
MCQ | MQE15EN2 | 13500 | 9.5
MCQ | MQE15EN3 | 13500 | 9.5
MCQ | MQE15EN5 | 13500 | 9.5
MCQ | MQE15ENH | 13500 | 9.5
MCQ | MQE15ENS | 13500 | 9.5
MCQ | MQR012D0341 | 11200 | 9.8
MCQ | MQR07EG | 6900 | 11.2
MCQ | MQR07EG | 7100 | 11.1
MCQ | MQR07EN | 6900 | 11.2
MCQ | MQR09EG | 8600 | 10.2
MCQ | MQR09EG | 8800 | 10.3
MCQ | MQR09EN | 8600 | 10.3
MCQ | MQR12EG | 11600 | 10.2
MCQ | MQR12EG | 11600 | 10.5
MCQ | MQR12EN | 11600 | 10.5
MCQ | MQR15EG | 13500 | 9.4
MCQ | MQR15EG | 13600 | 9.4
MCQ | MQR15EN | 13500 | 9.4
MCQ | P-KES-1-007-C-Z-0 | 6800 | 9.6
MCQ | P-KES-1-007-C-Z-6 | 6800 | 9.6
MCQ | P-KES-1-007-G-Z-0 | 6800 | 9.6
MCQ | P-KES-1-007-J-Z-0 | 6800 | 9.6
MCQ | P-KES-1-012-C-Z-4 | 10900 | 8.9
MCQ | P-KES-1-012-C-Z-6 | 10900 | 8.9
MCQ | P-KES-1-012-C-Z-6 | 10900 | 8.9
MCQ | P-KES-1-012-G-Z-4 | 10900 | 8.9
MCQ | P-KES-1-012-J-Z-4 | 10900 | 8.9
MCQ | P-KES-1-012-J-Z-6 | 10900 | 8.9
MCQ | P-KES-1-014-C-Z-6 | 13100 | 8.4
MCQ | P-KES-1-014-C-Z-6 | 13100 | 8.4
MCQ | P-KES-1-014-G-Z-4 | 13100 | 8.4
MCQ | P-KES-1-014-G-Z-4 | 13100 | 8.4
MCQ | P-KES-1-014-J-Z-4 | 13100 | 8.4
MCQ | P-KES-1-014-J-Z-6 | 13100 | 8.4
MCQ | P-KES-1-019-C-Z-4 | 18500 | 7.7
MCQ | P-KES-1-019-C-Z-5 | 18500 | 7.7
MCQ | P-KES-1-019-C-Z-6 | 18500 | 7.7
MCQ | P-KES-1-019-J-Z-4 | 18500 | 7.7
MCQ | P-KES-1-019-J-Z-5 | 18500 | 7.7
MCQ | P-KES-1-019-J-Z-6 | 18500 | 7.7
MCQ | P-KES-1-022-J-Z-5 | 20000 | 8
MCQ | P-KES-1-022-J-Z-6 | 20000 | 8
MCQ | P-KHS-1-007-C-Z-6 | 6800 | 9.6
MCQ | P-KHS-1-012-C-Z-4 | 10900 | 8.9
MCQ | P-KHS-1-012-C-Z-6 | 10900 | 8.9
MCQ | P-KHS-1-012-C-Z-6 | 10900 | 8.9
MCQ | P-KHS-1-012-G-Z-4 | 10900 | 8.9
MCQ | P-KHS-1-012-J-Z-4 | 10900 | 8.9
MCQ | P-KHS-1-012-J-Z-6 | 10900 | 8.9
MCQ | P-KHS-1-014-C-Z-6 | 13100 | 8.4
MCQ | P-KHS-1-014-C-Z-6 | 13100 | 8.4
MCQ | P-KHS-1-014-G-Z-4 | 13100 | 8.4
MCQ | P-KHS-1-014-G-Z-4 | 13100 | 8.4
MCQ | P-KHS-1-014-J-Z-4 | 13100 | 8.4
MCQ | P-KHS-1-014-J-Z-6 | 13100 | 8.4
MCQ | P-KHS-1-019-C-Z-4 | 18500 | 7.7
MCQ | P-KHS-1-019-C-Z-5 | 18500 | 7.7
MCQ | P-KHS-1-019-C-Z-6 | 18500 | 7.7
MCQ | P-KHS-1-019-J-Z-4 | 18500 | 7.7
MCQ | P-KHS-1-019-J-Z-5 | 18500 | 7.7
MCQ | P-KHS-1-019-J-Z-6 | 18500 | 7.7
MCQ | P-KHS-1-022-J-Z-5 | 20000 | 8
MCQ | P-KHS-1-022-J-Z-6 | 20000 | 8
MCQ | P-MEJ-1-012--G-Z- | 11300 | 8.5
MCQ | P-NES-1/2-009-C-Z | 9500 | 10
MCQ | P-NHS-1/2-012-C-Z | 10700 | 9
MCQ | P-NHS-1/2-012-J-Z | 10900 | 8.7
MCQ | P-NHS-1/2-015-C-Z | 13000 | 9
MCQ | P-NHS-1/2-015-J-Z | 13000 | 9
MCQ | P-NHS-1/2-09-C-Z | 9100 | 9.3
MCQ | P-NHS-1/2-09-J-Z | 9400 | 8.9
MCQ | P-SES/AES-1-007-E | 7100 | 11.4
MCQ | P-SES/AES-1-007-E | 7200 | 11.6
MCQ | P-SES/AES-1-009-E | 9000 | 10.2
MCQ | P-SES/AES-1-009-E | 9100 | 10.4
MCQ | P-SES/AES-1-009-J | 9000 | 10.4
MCQ | P-SES/AES-1-012-E | 11700 | 10.5
MCQ | P-SES/AES-1-012-E | 11700 | 10.8
MCQ | P-SES/AES-1-012-J | 11700 | 10.8
MCQ | P-SES/AES-1-015-E | 13500 | 9.5
MCQ | P-SES/AES-1-015-E | 13600 | 9.5
MCQ | P-SES/AES-1-015-J | 13500 | 9.5
MCQ | P-SES-1-007-J-Z-4 | 7100 | 11.6
MCQ | P-SES-1-007-J-Z-6 | 7100 | 11.6
MCQ | P-SES-1-007-P-Z-6 | 7100 | 11.4
MCQ | P-SES-1-007-P-Z-6 | 7200 | 11.6
MCQ | P-SES-1-012-J-Z-6 | 11700 | 10.8
MCQ | P-SES-1-015-E-Z-0 | 13500 | 9.5
MCQ | P-SES-1-015-E-Z-0 | 13600 | 9.5
MCQ | P-SES-1-015-J-Z-6 | 13500 | 9.5
MCQ | P-SHS/AHS-1-007-E | 6900 | 11.2
MCQ | P-SHS/AHS-1-007-E | 7100 | 11.1
MCQ | P-SHS/AHS-1-007-J | 6900 | 11.2
MCQ | P-SHS/AHS-1-009-E | 8600 | 10.2
MCQ | P-SHS/AHS-1-009-E | 8800 | 10.3
MCQ | P-SHS/AHS-1-009-J | 8600 | 10.3
MCQ | P-SHS/AHS-1-012-E | 11600 | 10.2
MCQ | P-SHS/AHS-1-012-E | 11600 | 10.5
MCQ | P-SHS/AHS-1-012-J | 11600 | 10.5
MCQ | P-SHS/AHS-1-015-E | 13500 | 9.4
MCQ | P-SHS/AHS-1-015-E | 13600 | 9.4
MCQ | P-SHS/AHS-1-015-J | 13500 | 9.4
ME | MSH09NW | 8800 | 9.9
ME | MSH12NN | 12900 | 9.8
ME | MSH15NN | 14600 | 10.6
ME | MSH17NW | 16200 | 10.3
MONTGOMERY WARD | KSA-5837 | 5000 | 9
MONTGOMERY WARD | KSA-5837B | 5000 | 9
MONTGOMERY WARD | KSA-5838 | 6000 | 9
MONTGOMERY WARD | KSA-5838B | 6000 | 9
MONTGOMERY WARD | KSA-5841 | 7900 | 8.8
MONTGOMERY WARD | KSA-5842 | 10000 | 9.2
MONTGOMERY WARD | KSA-5842 | 10000 | 9.2
MONTGOMERY WARD | KSA-5842B | 10000 | 9.2
MONTGOMERY WARD | KSA-5842B | 10000 | 9.2
MONTGOMERY WARD | KSA-5848 | 8000 | 9
MONTGOMERY WARD | KSA-5849 | 8000 | 9
PANASONIC | CW-1006FU | 10000 | 10
PANASONIC | CW-1006FU | 10000 | 10
PANASONIC | CW-1206FU | 11500 | 10
PANASONIC | CW-1206FU | 11500 | 10
PANASONIC | CW-1406FU | 13500 | 9.5
PANASONIC | CW-1406FU | 13500 | 9.5
PANASONIC | CW-606TU | 5800 | 10
PANASONIC | CW-606TU | 5800 | 10
PANASONIC | CW-606TU | 5800 | 10
PANASONIC | CW-806TU | 7800 | 10
PANASONIC | CW-806TU | 7800 | 10
PANASONIC | CW-806TU | 7800 | 10
PANASONIC | CW-C100MU | 10000 | 10
PANASONIC | CW-C100MU | 10000 | 10
PANASONIC | CW-C120MU | 11500 | 10
PANASONIC | CW-C120MU | 11500 | 10
PANASONIC | CW-C200NU | 20300 | 9.5
PANASONIC | CW-C52RU | 5000 | 10
PANASONIC | CW-C60YU | 5800 | 11
PANASONIC | CW-C80YU | 7800 | 11
QUASAR | HQ2050PH | 5000 | 10
QUASAR | HQ2061QH | 5800 | 11
QUASAR | HQ2062KH | 5800 | 10
QUASAR | HQ2062KH | 5800 | 10
QUASAR | HQ2062KH | 5800 | 10
QUASAR | HQ2081QH | 7800 | 11
QUASAR | HQ2082KH | 7800 | 10
QUASAR | HQ2082KH | 7800 | 10
QUASAR | HQ2082KH | 7800 | 10
QUASAR | HQ2101MH | 10000 | 10
QUASAR | HQ2101MH | 10000 | 10
QUASAR | HQ2121MH | 11500 | 10
QUASAR | HQ2121MH | 11500 | 10
QUASAR | HQ2142MH | 13500 | 9.5
QUASAR | HQ2142MH | 13500 | 9.5
QUASAR | HQ2200PH | 20300 | 9.5
RTA | RC7109A0******* | 8800 | 9.3
RTA | RC7109D0******* | 8800 | 9.3
RTA | RC7109D3******* | 8800 | 9.3
RTA | RC7109D4******* | 8800 | 9.3
RTA | RC7112A0******* | 11700 | 9
RTA | RC7112D0******* | 11700 | 9
RTA | RC7112D3******* | 11700 | 9
RTA | RC7112D4******* | 11700 | 9
RTA | RC7112D5******* | 11700 | 9
RTA | RC7115D3******* | 14150 | 8.3
RTA | RC7115D4******* | 14150 | 8.3
RTA | RC7115D5******* | 14150 | 8.3
RTA | RC7118D3******* | 16450 | 8.7
RTA | RC7118D4******* | 16450 | 8.7
RTA | RC7118D5******* | 16450 | 8.7
RTA | RH7109A0******* | 8800 | 9.3
RTA | RH7109D2******* | 8800 | 9.3
RTA | RH7109D3******* | 8800 | 9.3
RTA | RH7109D4******* | 8800 | 9.3
RTA | RH7112D0******* | 11700 | 9
RTA | RH7112D3******* | 11700 | 9
RTA | RH7112D4******* | 11700 | 9
RTA | RH7112D5******* | 11700 | 9
RTA | RH7115D3******* | 14150 | 8.3
RTA | RH7115D4******* | 14150 | 8.3
RTA | RH7115D5******* | 14150 | 8.3
RTA | RH7118D2******* | 16750 | 8.1
RTA | RH7118D3******* | 16750 | 8.1
RTA | RH7118D4******* | 16750 | 8.1
RTA | RH7118D5******* | 16750 | 8.1
RTA | RH7124D1******* | 22600 | 9.9
RTA | RH7124D3******* | 22600 | 9.9
RTA | RH7124D4******* | 22600 | 9.9
RTA | RH7124D5******* | 22600 | 9.9
RTA | RH7124D7******* | 22600 | 9.9
SAMSUNG | AW-0501V3 | 5000 | 8
SAMSUNG | AW0510 | 5000 | 9.7
SAMSUNG | AW0510A | 5000 | 9.7
SAMSUNG | AW-0604A | 6000 | 9
SAMSUNG | AW-0604AH | 6000 | 9.5
SAMSUNG | AW-0604AH | 6000 | 9.5
SAMSUNG | AW0690 | 6000 | 10
SAMSUNG | AW0700 | 7000 | 9.8
SAMSUNG | AW0750 | 7800 | 9.8
SAMSUNG | AW0790 | 7000 | 9.8
SAMSUNG | AW-0801A | 8000 | 9
SAMSUNG | AW-0801SG | 8000 | 9
SAMSUNG | AW-0804AH | 8000 | 9.5
SAMSUNG | AW-0804AH | 8000 | 9.5
SAMSUNG | AW-0814 | 8000 | 9
SAMSUNG | AW-1004A | 10000 | 9
SAMSUNG | AW-1014A | 10000 | 9
SAMSUNG | AW-1201A | 12500 | 9
SAMSUNG | AW-1214 | 12500 | 9
SAMSUNG | AW-1251V2 | 12500 | 9
SANYO | ES0711 | 7000 | 10.2
SANYO | ES0711 | 7000 | 10.2
SANYO | ES0911 | 9000 | 10.5
SANYO | ES0911 | 9000 | 10.5
SANYO | ES1211 | 12000 | 10.4
SANYO | ES1211 | 12000 | 10.4
SANYO | ES1812 | 18900 | 9.5
SANYO | ES1812 | 18900 | 9.5
SANYO | SA121 | 12000 | 9.2
SANYO | SA121 | 12000 | 9.2
SANYO | SA122 | 12000 | 9.2
SANYO | SA122 | 12000 | 9.2
SANYO | SA126U | 12500 | 9.6
SANYO | SA126U | 12500 | 9.6
SANYO | SA130U | 12500 | 9.6
SANYO | SA130U | 12500 | 9.6
SANYO | SA60U | 5900 | 9.4
SANYO | SA60U | 5900 | 9.4
SANYO | SA90U | 9000 | 9
SANYO | SA91 | 9000 | 9
SANYO | SAP121KC | 12000 | 10
SANYO | SAP121KC | 12000 | 10
SANYO | SAP122FCH | 11400 | 9.2
SANYO | SAP90KCH | 9000 | 10
SANYO | SAP91KC | 9000 | 10
SANYO | SAP91KC | 9000 | 10
SHARP | AF-1002M6 | 10400 | 9.7
SHARP | AF-1203M6 | 12000 | 9.2
SHARP | AF-1206M6 | 12000 | 9.1
SHARP | AF-1207M6 | 12200 | 9.2
SHARP | AF-1404M6 | 14000 | 10.1
SHARP | AF-1804M8 | 18500 | 9.5
SHARP | AF-1804M8 | 18700 | 9.5
SHARP | AF-1807M8 | 18300 | 9.4
SHARP | AF-1807M8 | 18500 | 9.3
SHARP | AF-2007M8 | 20000 | 8.3
SHARP | AF-2007M8 | 20400 | 8.4
SHARP | AF-501M6 | 5500 | 9.5
SHARP | AF-502M6 | 5500 | 9.5
SHARP | AF-504M6 | 5600 | 9.5
SHARP | AF-505M6B | 5100 | 9.7
SHARP | AF-507M6 | 5500 | 9.4
SHARP | AF-508M6 | 5500 | 9.5
SHARP | AF-601M6 | 6500 | 9.5
SHARP | AF-602M6 | 6500 | 9.5
SHARP | AF-604M6 | 6100 | 9.5
SHARP | AF-607M6 | 6300 | 9.8
SHARP | AF-608M6 | 6500 | 9.5
SHARP | AF-614M6 | 6100 | 9.5
SHARP | AF-801M6 | 8100 | 9
SHARP | AF-802M6 | 8300 | 10
SHARP | AF-806M6 | 8100 | 9.1
SHARP | AF-808M6 | 8100 | 9
SHARP | AF-M1008X | 10000 | 9
SHARP | AF-M1409X | 14000 | 10.1
SHARP | AF-M1409X | 14000 | 10.1
SHARP | AF-M1909Y | 18500 | 9.5
SHARP | AF-M1909Y | 18700 | 9.5
SHARP | AF-M1909Y | 18700 | 9.5
SHARP | AF-M2409Y | 23500 | 8.5
SHARP | AF-M2409Y | 23700 | 8.5
SHARP | AF-M509X | 5000 | 8
SHARP | AF-M609X | 5500 | 9.7
SHARP | AF-M609X | 5500 | 9.7
SHARP | AF-M609X | 5500 | 9.7
SHARP | AF-M709X | 6500 | 10
SHARP | AF-M709X | 6500 | 10
SHARP | AF-M709X | 6500 | 10
SHARP | AF-M808X | 8000 | 9.1
SHARP | AF-R1108X | 10500 | 9.5
SHARP | AF-R1108X | 10500 | 9.5
SHARP | AF-R1208X | 12000 | 9.2
SHARP | AF-R1208X | 12000 | 9.2
SHARP | AF-R505X | 5000 | 8
SHARP | AF-R509X | 5000 | 8
SHARP | AF-R609X | 5500 | 9.7
SHARP | AF-R609X | 5500 | 9.7
SHARP | AF-R609X | 5500 | 9.7
SHARP | AF-R709X | 6500 | 10
SHARP | AF-R709X | 6500 | 10
SHARP | AF-R709X | 6500 | 10
SHARP | AF-R908X | 8500 | 10
SHARP | AF-R908X | 8500 | 10
SHARP | AF-T606X | 5500 | 9.7
SHARP | AF-T706X | 6500 | 10
SHARP | AF-T908X | 8500 | 10
SHARP | AF-T908X | 8500 | 10
Signature 2000 | KMJ-5817 | 5800 | 10
Signature 2000 | KMJ-5819 | 7800 | 10
SL | CC12E | 11200 | 8.9
SL | CC12E | 11400 | 8.8
SL | CC14E | 13900 | 8.4
SL | CC14E | 14200 | 8.4
SL | CC16E | 15300 | 8.1
SL | CC9E | 8800 | 9.4
SL | CC9E | 8800 | 9.3
SL | SP10EH | 9600 | 9.7
SL | SP10RC | 9600 | 9.7
SL | SP13EH | 12650 | 9.2
SL | SP13RC | 12650 | 9.2
SL | SP18RC | 18200 | 8.8
SL | SP24RC | 24000 | 10
SL | SPH18RC | 18200 | 8.8
SL | SPH24RC | 24000 | 10
SUB | DLII0912E** | 9520 | 8.5
SUB | DLII0912E** | 9520 | 8.5
SUB | DLII1220A7* | 12000 | 8.8
SUB | DLII1220E** | 12160 | 8.8
SUB | DLII1220E** | 12160 | 8.8
TADIRAN | GXE1515C | 13700 | 9.1
TADIRAN | GXE1515H | 13700 | 9.1
TADIRAN | GXE2020C | 18800 | 9.4
TADIRAN | GXE2020C | 18800 | 9.4
TADIRAN | GXE2020H | 18800 | 9.4
TADIRAN | GXE2025C | 21000 | 8.8
TADIRAN | GXE2025H | 21000 | 8.8
TADIRAN | GXE2027C | 25400 | 10.3
TADIRAN | GXE2027C | 25400 | 10.3
TADIRAN | GXE2027H | 25400 | 10.3
TADIRAN | GXE2030C | 27600 | 9.5
TADIRAN | GXE2030C | 27600 | 9.5
TADIRAN | GXE2030H | 27600 | 9.5
TADIRAN | GXE2040C | 30000 | 9
TADIRAN | GXE2040H | 30000 | 9
TADIRAN | TSE1211C | 9800 | 9.8
TADIRAN | TSE1211C | 9800 | 9.8
TADIRAN | TSE1211H | 9800 | 9.8
TADIRAN | TSE1215C | 11800 | 9.3
TADIRAN | TSE1215C | 11800 | 9.3
TADIRAN | TSE1215H | 11800 | 9.3
TADIRAN | TSE2022C | 16500 | 9.2
TADIRAN | TSE2022C | 16500 | 9.2
TADIRAN | TSE2022H | 16500 | 9.2
TADIRAN | TSE2025C | 19000 | 9
TADIRAN | TSE2025H | 19000 | 9
TADIRAN | TSGX1515C | 13700 | 9.1
TADIRAN | TSGX1515H | 13700 | 9.1
TADIRAN | TSGX1515HD | 13700 | 9.1
TADIRAN | TSGX2020C | 18800 | 9.4
TADIRAN | TSGX2020H | 18800 | 9.4
TADIRAN | TSGX2020HD | 18800 | 9.4
TADIRAN | TSGX2025** | 21000 | 8.8
TADIRAN | TSGX2027** | 25400 | 10.3
TADIRAN | TSGX2030** | 27600 | 9.5
TADIRAN | TST1209C | 9800 | 9.8
TADIRAN | TST1209H | 9800 | 9.8
TADIRAN | TST1209HD | 9800 | 9.8
TADIRAN | TST1212C | 11800 | 9.3
TADIRAN | TST1212H | 11800 | 9.3
TADIRAN | TST1212HD | 11800 | 9.3
TEKNIKA | AF124E | 12000 | 9
TEKNIKA | AK84E | 7600 | 9.2
TEKNIKA | AK84E | 7600 | 9.2
TEKNIKA | AX184E | 18500 | 8.8
TRANE | PTEC0701CB* | 7000 | 11.6
TRANE | PTEC0701CB* | 7100 | 11.6
TRANE | PTEC0701CB* | 7000 | 11.6
TRANE | PTEC0701CB* | 7100 | 11.6
TRANE | PTEC0701EB* | 7000 | 11.6
TRANE | PTEC0701EB* | 7100 | 11.6
TRANE | PTEC0701EB* | 7000 | 11.6
TRANE | PTEC0701EB* | 7100 | 11.6
TRANE | PTEC0701GB* | 7000 | 11.6
TRANE | PTEC0701GB* | 7100 | 11.6
TRANE | PTEC0701GB* | 7000 | 11.6
TRANE | PTEC0701GB* | 7100 | 11.6
TRANE | PTEC0701JB* | 7000 | 11.6
TRANE | PTEC0701JB* | 7100 | 11.6
TRANE | PTEC0701JB* | 7000 | 11.6
TRANE | PTEC0701JB* | 7100 | 11.6
TRANE | PTEC0701OB(F/ G/ | 7000 | 11.6
TRANE | PTEC0701OB(F/ G/ | 7100 | 11.6
TRANE | PTEC0701OB* | 7000 | 11.6
TRANE | PTEC0701OB* | 7100 | 11.6
TRANE | PTEC0701OB* | 7000 | 11.6
TRANE | PTEC0701OB* | 7100 | 11.6
TRANE | PTEC0702CB* | 7100 | 11.6
TRANE | PTEC0702CB* | 7100 | 11.6
TRANE | PTEC0702EB* | 7100 | 11.6
TRANE | PTEC0702EB* | 7100 | 11.6
TRANE | PTEC0702GB* | 7100 | 11.6
TRANE | PTEC0702GB* | 7100 | 11.6
TRANE | PTEC0702JB* | 7100 | 11.6
TRANE | PTEC0702JB* | 7100 | 11.6
TRANE | PTEC0702OB(F/ G/ | 7100 | 11.6
TRANE | PTEC0702OB* | 7100 | 11.6
TRANE | PTEC0702OB* | 7100 | 11.6
TRANE | PTEC0901CB* | 8900 | 11.3
TRANE | PTEC0901CB* | 9100 | 11.3
TRANE | PTEC0901CB* | 8900 | 11.3
TRANE | PTEC0901CB* | 9100 | 11.3
TRANE | PTEC0901EB* | 8900 | 11.3
TRANE | PTEC0901EB* | 9100 | 11.3
TRANE | PTEC0901EB* | 8900 | 11.3
TRANE | PTEC0901EB* | 9100 | 11.3
TRANE | PTEC0901GB* | 8900 | 11.3
TRANE | PTEC0901GB* | 9100 | 11.3
TRANE | PTEC0901GB* | 8900 | 11.3
TRANE | PTEC0901GB* | 9100 | 11.3
TRANE | PTEC0901JB* | 9100 | 11.3
TRANE | PTEC0901JB* | 8900 | 11.3
TRANE | PTEC0901JB* | 8900 | 11.3
TRANE | PTEC0901JB* | 9100 | 11.3
TRANE | PTEC0901OB(F/ G/ | 8900 | 11.3
TRANE | PTEC0901OB(F/ G/ | 9100 | 11.3
TRANE | PTEC0901OB* | 8900 | 11.3
TRANE | PTEC0901OB* | 9100 | 11.3
TRANE | PTEC0901OB* | 8900 | 11.3
TRANE | PTEC0901OB* | 9100 | 11.3
TRANE | PTEC0902CB* | 9100 | 11.3
TRANE | PTEC0902CB* | 9100 | 11.3
TRANE | PTEC0902EB* | 9100 | 11.3
TRANE | PTEC0902EB* | 9100 | 11.3
TRANE | PTEC0902GB* | 9100 | 11.3
TRANE | PTEC0902GB* | 9100 | 11.3
TRANE | PTEC0902JB* | 9100 | 11.3
TRANE | PTEC0902JB* | 9100 | 11.3
TRANE | PTEC0902OB(F/ G/ | 9100 | 11.3
TRANE | PTEC0902OB* | 9100 | 11.3
TRANE | PTEC0902OB* | 9100 | 11.3
TRANE | PTEC1201CB* | 11900 | 10.7
TRANE | PTEC1201CB* | 12000 | 10.7
TRANE | PTEC1201CB* | 11900 | 10.7
TRANE | PTEC1201CB* | 12000 | 10.7
TRANE | PTEC1201EB* | 11900 | 10.7
TRANE | PTEC1201EB* | 12000 | 10.7
TRANE | PTEC1201EB* | 11900 | 10.7
TRANE | PTEC1201EB* | 12000 | 10.7
TRANE | PTEC1201GB* | 11900 | 10.7
TRANE | PTEC1201GB* | 12000 | 10.7
TRANE | PTEC1201GB* | 11900 | 10.7
TRANE | PTEC1201GB* | 12000 | 10.7
TRANE | PTEC1201JB* | 11900 | 10.7
TRANE | PTEC1201JB* | 12000 | 10.7
TRANE | PTEC1201JB* | 11900 | 10.7
TRANE | PTEC1201JB* | 12000 | 10.7
TRANE | PTEC1201OB(F/ G/ | 11900 | 10.7
TRANE | PTEC1201OB(F/ G/ | 12000 | 10.7
TRANE | PTEC1201OB* | 11900 | 10.7
TRANE | PTEC1201OB* | 12000 | 10.7
TRANE | PTEC1201OB* | 11900 | 10.7
TRANE | PTEC1201OB* | 12000 | 10.7
TRANE | PTEC1202CB* | 12000 | 10.7
TRANE | PTEC1202CB* | 12000 | 10.7
TRANE | PTEC1202EB* | 12000 | 10.7
TRANE | PTEC1202EB* | 12000 | 10.7
TRANE | PTEC1202GB* | 12000 | 10.7
TRANE | PTEC1202GB* | 12000 | 10.7
TRANE | PTEC1202JB* | 12000 | 10.7
TRANE | PTEC1202JB* | 12000 | 10.7
TRANE | PTEC1202OB(F/ G/ | 12000 | 10.7
TRANE | PTEC1202OB* | 12000 | 10.7
TRANE | PTEC1202OB* | 12000 | 10.7
TRANE | PTEC1501CB* | 14000 | 9.2
TRANE | PTEC1501CB* | 14200 | 9.2
TRANE | PTEC1501CB* | 14000 | 9.2
TRANE | PTEC1501CB* | 14200 | 9.2
TRANE | PTEC1501EB* | 14000 | 9.2
TRANE | PTEC1501EB* | 14200 | 9.2
TRANE | PTEC1501EB* | 14000 | 9.2
TRANE | PTEC1501EB* | 14200 | 9.2
TRANE | PTEC1501GB* | 14000 | 9.2
TRANE | PTEC1501GB* | 14200 | 9.2
TRANE | PTEC1501GB* | 14000 | 9.2
TRANE | PTEC1501GB* | 14200 | 9.2
TRANE | PTEC1501JB* | 14000 | 9.2
TRANE | PTEC1501JB* | 14200 | 9.2
TRANE | PTEC1501JB* | 14000 | 9.2
TRANE | PTEC1501JB* | 14200 | 9.2
TRANE | PTEC1501OB(F/ G/ | 14000 | 9.2
TRANE | PTEC1501OB(F/ G/ | 14200 | 9.2
TRANE | PTEC1501OB* | 14000 | 9.2
TRANE | PTEC1501OB* | 14200 | 9.2
TRANE | PTEC1501OB* | 14000 | 9.2
TRANE | PTEC1501OB* | 14200 | 9.2
TRANE | PTEC1502CB* | 14200 | 9.3
TRANE | PTEC1502CB* | 14200 | 9.3
TRANE | PTEC1502EB* | 14200 | 9.3
TRANE | PTEC1502EB* | 14200 | 9.3
TRANE | PTEC1502GB* | 14200 | 9.3
TRANE | PTEC1502GB* | 14200 | 9.3
TRANE | PTEC1502JB* | 14200 | 9.3
TRANE | PTEC1502JB* | 14200 | 9.3
TRANE | PTEC1502OB(F/ G/ | 14200 | 9.3
TRANE | PTEC1502OB* | 14200 | 9.3
TRANE | PTEC1502OB* | 14200 | 9.3
TRANE | PTHC0701CB* | 7000 | 11.5
TRANE | PTHC0701CB* | 7100 | 11.5
TRANE | PTHC0701EB* | 7000 | 11.5
TRANE | PTHC0701EB* | 7100 | 11.5
TRANE | PTHC0701GB* | 13800 | 9.3
TRANE | PTHC0701GB* | 14000 | 9.3
TRANE | PTHC0701JB* | 7000 | 11.5
TRANE | PTHC0701JB* | 7100 | 11.5
TRANE | PTHC0702CB* | 7100 | 11.5
TRANE | PTHC0702EB* | 7100 | 11.5
TRANE | PTHC0702GB* | 7100 | 11.5
TRANE | PTHC0702JB* | 7100 | 11.5
TRANE | PTHC0901CB* | 8800 | 11.2
TRANE | PTHC0901CB* | 9000 | 11.2
TRANE | PTHC0901EB* | 8800 | 11.2
TRANE | PTHC0901EB* | 9000 | 11.2
TRANE | PTHC0901GB* | 8800 | 11.2
TRANE | PTHC0901GB* | 9000 | 11.2
TRANE | PTHC0901JB* | 8800 | 11.2
TRANE | PTHC0901JB* | 9000 | 11.2
TRANE | PTHC0902CB* | 9000 | 11.2
TRANE | PTHC0902EB* | 9000 | 11.2
TRANE | PTHC0902GB* | 9000 | 11.2
TRANE | PTHC0902JB* | 9000 | 11.2
TRANE | PTHC1201CB* | 11800 | 10.7
TRANE | PTHC1201CB* | 12000 | 10.7
TRANE | PTHC1201EB* | 11800 | 10.7
TRANE | PTHC1201EB* | 12000 | 10.7
TRANE | PTHC1201GB* | 11800 | 10.7
TRANE | PTHC1201GB* | 12000 | 10.7
TRANE | PTHC1201JB* | 11800 | 10.7
TRANE | PTHC1201JB* | 12000 | 10.7
TRANE | PTHC1202CB* | 12000 | 10.7
TRANE | PTHC1202EB* | 12000 | 10.7
TRANE | PTHC1202GB* | 12000 | 10.7
TRANE | PTHC1202JB* | 12000 | 10.7
TRANE | PTHC1501CB* | 13800 | 9.3
TRANE | PTHC1501CB* | 14000 | 9.3
TRANE | PTHC1501EB* | 13800 | 9.3
TRANE | PTHC1501EB* | 14000 | 9.3
TRANE | PTHC1501GB* | 13800 | 9.3
TRANE | PTHC1501GB* | 14000 | 9.3
TRANE | PTHC1501JB* | 13800 | 9.3
TRANE | PTHC1501JB* | 14000 | 9.3
TRANE | PTHC1502CB* | 14000 | 9.3
TRANE | PTHC1502EB* | 14000 | 9.3
TRANE | PTHC1502GB* | 14000 | 9.3
TRANE | PTHC1502JB* | 14000 | 9.3
WHIRLPOOL | ACC602XW0 | 5800 | 8.3
WHIRLPOOL | ACD052XH* | 5000 | 8
WHIRLPOOL | ACD062XH* | 6700 | 8.5
WHIRLPOOL | ACD082XH* | 8000 | 9
WHIRLPOOL | ACD122XH* | 12000 | 9
WHIRLPOOL | ACD184XH* | 18000 | 9
WHIRLPOOL | ACE082XH* | 8000 | 9.8
WHIRLPOOL | ACE124XH* | 11800 | 9
WHIRLPOOL | ACE184XH* | 17800 | 9
WHIRLPOOL | ACE254XH* | 25000 | 8.2
WHIRLPOOL | ACG052XJ | 5400 | 10.4
WHIRLPOOL | ACM052XH* | 5000 | 8
WHIRLPOOL | ACM062XH* | 6000 | 8.7
WHIRLPOOL | ACM072XH* | 7000 | 8.5
WHIRLPOOL | ACM082XH* | 8000 | 9
WHIRLPOOL | ACM102XH* | 10000 | 9
WHIRLPOOL | ACM122XH* | 12000 | 9
WHIRLPOOL | ACM184XH* | 18000 | 9
WHIRLPOOL | ACM254XH* | 25000 | 8.7
WHIRLPOOL | ACQ052XG0 | 5000 | 9.5
WHIRLPOOL | ACQ052XH* | 5200 | 9.9
WHIRLPOOL | ACQ052XH* | 5200 | 9.9
WHIRLPOOL | ACQ052XH0 | 5200 | 10
WHIRLPOOL | ACQ052XJ | 5200 | 10
WHIRLPOOL | ACQ062XH* | 6000 | 8.7
WHIRLPOOL | ACQ072XH* | 7000 | 8.5
WHIRLPOOL | ACQ082XH* | 8000 | 10
WHIRLPOOL | ACQ082XH* | 8000 | 10
WHIRLPOOL | ACQ102XH* | 10200 | 10
WHIRLPOOL | ACQ102XH* | 10200 | 10
WHIRLPOOL | ACQ124XH* | 12000 | 9
WHIRLPOOL | ACQ142XH* | 14000 | 10.2
WHIRLPOOL | ACQ142XH* | 14000 | 10.2
WHIRLPOOL | ACQ142Xh0 | 14000 | 10.2
WHIRLPOOL | ACQ142XH1 | 14000 | 10.2
WHIRLPOOL | ACQ142XJ | 14000 | 10.2
WHIRLPOOL | ACQ184XH* | 18000 | 9
WHIRLPOOL | ACQ214XH* | 21000 | 8.2
WHIRLPOOL | ACQ254XH* | 25000 | 8.7
WHIRLPOOL | ACQ294XH* | 29000 | 8.2
WHIRLPOOL | ACS102XT0 | 9800 | 9
WHIRLPOOL | ACS602XT0 | 6000 | 8.7
WHIRLPOOL | ACS802XV0 | 8100 | 9
WHIRLPOOL | ACU072XH* | 7000 | 8.5
WHIRLPOOL | ACV052XH* | 5000 | 8
WHIRLPOOL | ACV082XH* | 8000 | 9
WHIRLPOOL | ACV102XH* | 10000 | 9
WHIRLPOOL | ACV122XH* | 12000 | 9
WHIRLPOOL | ACV184XH* | 18000 | 9
WHIRLPOOL | ACV254XH* | 25000 | 8.7
WHITE-WESTINGHOUSE | WAB067F7B | 6100 | 10
WHITE-WESTINGHOUSE | WAB067P7B | 6300 | 10
WHITE-WESTINGHOUSE | WAB067P7B | 6300 | 10
WHITE-WESTINGHOUSE | WAB077S7B | 7000 | 9.7
WHITE-WESTINGHOUSE | WAB077S7B | 7000 | 9.7
WHITE-WESTINGHOUSE | WAC051T7Z | 5200 | 8.2
WHITE-WESTINGHOUSE | WAC052T7A | 5200 | 8.2
WHITE-WESTINGHOUSE | WAC053T7A | 5200 | 8.2
WHITE-WESTINGHOUSE | WAC056F7A | 5450 | 10
WHITE-WESTINGHOUSE | WAC056G7A | 5500 | 10
WHITE-WESTINGHOUSE | WAC056H7A | 5500 | 10
WHITE-WESTINGHOUSE | WAC063T7A | 5950 | 8.2
WHITE-WESTINGHOUSE | WAC067T7A | 6100 | 10
WHITE-WESTINGHOUSE | WAC067T7A | 6100 | 10
WHITE-WESTINGHOUSE | WAC083T7A | 8200 | 9.2
WHITE-WESTINGHOUSE | WAC083T7A | 8200 | 9.2
WHITE-WESTINGHOUSE | WAC086T7A | 8200 | 9.2
WHITE-WESTINGHOUSE | WAC086T7A | 8200 | 9.2
WHITE-WESTINGHOUSE | WAH074S7T | 7000 | 9.1
WHITE-WESTINGHOUSE | WAH086P1T | 8000 | 9
WHITE-WESTINGHOUSE | WAH094P2T | 8300 | 8.7
WHITE-WESTINGHOUSE | WAH094P2T | 8500 | 8.7
WHITE-WESTINGHOUSE | WAH094S2T | 8400 | 8.8
WHITE-WESTINGHOUSE | WAH094S2T | 8700 | 8.8
WHITE-WESTINGHOUSE | WAH096P2T | 8800 | 9
WHITE-WESTINGHOUSE | WAH096P2T | 8900 | 9
WHITE-WESTINGHOUSE | WAH09EP2T | 8800 | 9
WHITE-WESTINGHOUSE | WAH09EP2T | 8900 | 9
WHITE-WESTINGHOUSE | WAH106P1T | 10100 | 8.6
WHITE-WESTINGHOUSE | WAH117P2T | 10600 | 8.5
WHITE-WESTINGHOUSE | WAH117P2T | 10700 | 8.5
WHITE-WESTINGHOUSE | WAH11EP2T | 10600 | 8.5
WHITE-WESTINGHOUSE | WAH11EP2T | 10700 | 8.5
WHITE-WESTINGHOUSE | WAK083F7V | 8000 | 10.5
WHITE-WESTINGHOUSE | WAK087P7V | 7600 | 8.7
WHITE-WESTINGHOUSE | WAK107P1V | 10000 | 9
WHITE-WESTINGHOUSE | WAL103S1A | 9800 | 9.3
WHITE-WESTINGHOUSE | WAL103S1A | 9800 | 9.3
WHITE-WESTINGHOUSE | WAL106P1A | 10200 | 9.5
WHITE-WESTINGHOUSE | WAL106P1A | 10200 | 9.5
WHITE-WESTINGHOUSE | WAL117P1A | 10600 | 10
WHITE-WESTINGHOUSE | WAL117P1A | 10600 | 10
WHITE-WESTINGHOUSE | WAL123S1A | 12000 | 9
WHITE-WESTINGHOUSE | WAL125P1A | 12000 | 9
WHITE-WESTINGHOUSE | WAS154J1A | 15000 | 10.5
WHITE-WESTINGHOUSE | WAS155H1A | 15000 | 10.4
WHITE-WESTINGHOUSE | WAS183S2A | 17600 | 9.5
WHITE-WESTINGHOUSE | WAS183S2A | 18000 | 9.5
WHITE-WESTINGHOUSE | WAS183S2A | 18000 | 9.5
WHITE-WESTINGHOUSE | WAS186W2A | 17600 | 9.5
WHITE-WESTINGHOUSE | WAS186W2A | 18000 | 9.5
WHITE-WESTINGHOUSE | WAS186W2A | 18000 | 9.5
WHITE-WESTINGHOUSE | WAS18EW2A | 17600 | 9.5
WHITE-WESTINGHOUSE | WAS18EW2A | 18000 | 9.5
WHITE-WESTINGHOUSE | WAS226W2A | 21700 | 8.2
WHITE-WESTINGHOUSE | WAS226W2A | 22000 | 8.2
WHITE-WESTINGHOUSE | WAS256W2A | 24700 | 8.7
WHITE-WESTINGHOUSE | WAS256W2A | 25000 | 8.7
WHITE-WESTINGHOUSE | WAV157G1A | 15000 | 10.4
WHITE-WESTINGHOUSE | WAV157S1A | 15000 | 10.5
WHITE-WESTINGHOUSE | WAV157S1A | 15000 | 10.5
WHITE-WESTINGHOUSE | WAV157S1A | 15000 | 10.4
WMT | WM5000 | 5000 | 8
ZON | RAA08A | 8000 | 9
ZON | RAA09K | 8800 | 9
ZON | RAA09K | 8900 | 9
ZON | RAB11K | 10600 | 8.5
ZON | RAB11K | 10700 | 8.5
ZON | REA09K | 8800 | 9
ZON | REA09K | 8900 | 9
ZON | REB11K | 10600 | 8.5
ZON | REB11K | 10700 | 8.5

## Circuit City Prices
Circuit City Room Air Conditioner Prices (5/22/00)
Brand | Model | Capacity (BTU/hr) | EER | Retail Price
AMANA 12M12TA | 12M12TA | 12000 | 10 | 499.99 | Let Amana put you in the zone with this 12,000 BTU room air conditioner with a 10.0 EER. ACs with CoolZone™ and QuietZone™ are built to handle even the hottest days of summer with ease. They also deliver outstanding energy efficiency, quiet performance an
AMANA 18M23TB | 18M23TB | 18000 | 10.2 | 599.99 | When you're hot under the collar, cool down with Amana. This 18,000 BTU room air conditioner with a 10.2 EER features a soft start fan as well as earning the EnergyStar® rating, which can save at least 15% over other units of this size. Nationally availab
AMANA 5M11TA | 5M11TA | 5000 | 9 | 329.99 | This 5,000 BTU Quiet Zone™ Air Conditioner with Smart Cool™ has a 9.0 EER . This portable window unit features Touchmatic™ electronic controls, giving you more precise temperature control. Set the temperature with one button Smart Cool™ and forget any fid
AMANA 7M11TA | 7M11TA | 7000 | 10 | 379.99 | Amana's 7,000 BTU room air conditioner with a 10.0 EER is EnergyStar® rated to save you at least 15% over other units of this size. The TouchMatic™ electronic controls and quiet operation not only make it easy to operate, but allows you to enjoy your cool
AMANA 9M11TA | 9M11TA | 9000 | 10 | 449.99 | This 9,000 BTU Quiet Zone™ Air Conditioner with Smart Cool™ has a 10.0 EER which makes this unit a great energy saver. Energy Saver models can save you utility dollars every time you use it. The Smart Cool™ feature also saves you with automatic fan speed
DANBY DPAC7599 | DPAC7599 | 7500 |  | 699.99 | This 7,500 BTU combination unit does it all and it's portable. Heat, cool, or dehumidify, you can easily move it, because of rolling castors, to each room. The many features available, such as LED display electronic control panel, start/delay timer, and o
FRIGIDAIRE FAC052J7A | FAC052J7A | 5000 | 8 | 199.99 | Perfect for the bedroom! 5,000 BTU room air conditioner with an 8.0 EER. Whisper cool, Ultra Quiet - sleep in comfort without all the noise of your old air conditioner. This unit also has two speeds for fan only to keep the air circulating on an already c
FRIGIDAIRE FAC054J7A | FAC054J7A | 5200 | 9 | 229.99 | This 5,200 BTU gallery Air Conditioner has a 9.0 EER and a remote control. Frigidaire's gallery series air conditioners are Whisper Cool & Ultra Quiet. This model has a multi-setting thermostat, and a 3 speed fan to adjust temperature and air flow at the
FRIGIDAIRE FAC064J7A | FAC064J7A | 6000 | 9 | 269.99 | Don't spend another summer wishing you were cool. Make it a reality with this affordable 6,000 BTU Gallery series room air conditioner with a 9.0 EER. To make your experience more relaxing this unit is equipped with a Remote Control and a 24-hour timer. T
FRIGIDAIRE FAC080J7A | FAC080J7A | 8000 | 9.5 | 299.99 | Beat the heat of summer with this 8,000 BTU Gallery™ series room air conditioner. With a high 9.5 EER it won't heat up the utility bill either. The 3-speed fan and 3-way directional air flow will make you cool and comfy so you can forget about the swelter
FRIGIDAIRE FAC084J7A | FAC084J7A | 8000 | 9.5 | 339.99 | If you are the kind of person that wants a remote control for everything, look no further. You've found your air conditioner. This 8,000 BTU room air conditioner 9.5 EER is equipped with a Remote Control. While you're conserving your energy with your remo
FRIGIDAIRE FAL104J1A | FAL104J1A | 10000 | 9.5 | 429.99 | 10,000 BTU Gallery® series room air conditioner with a 9.5 EER features a remote control so you can operate it from anywhere in the room. With its tilt out washable filter & energy saving feature it's not only easy to maintain, but you won't get hot when
FRIGIDAIRE FAS153J1A | FAS153J1A | 15000 | 10.4 | 549.99 | Frigidaire's 15,000 BTU room air conditioner with a 10.4 EER has a Remote Control for access from virtually anywhere in the room. EnergyStar® rated, this unit can be installed in the window or thru-the-wall. Nationally available.
FRIGIDAIRE FAS184J2A | FAS184J2A | 18000 | 9.7 | 529.99 | Don't let the heat stress you out this summer. Relax with this 18,000 BTU room air conditioner with a 9.7 EER. To help you on your way to ease and comfort it has 3 fan speeds, energy saver switch, quiet operation, easy to see LED display and a remote cont
GE AGV07LA | AGV07LA | 7000 | 9.7 | 259.99 | Simplicity and convenience is what you get with this GE 7,000 BTU room air conditioner with a 9.7 EER. With it's light weight and EZ Mount™ installation you can begin cooling your room quickly and easily, and enjoy the relaxation you've been looking for.
GE AGV12AB | AGV12AB | 12000 | 9.8 | 399.99 | Beat the heat and relax with this 12,000 BTU room air conditioner with a 9.8 EER. Three fan speeds and eight temperature settings will keep you cool all through those hot summer days. The high 9.8 energy rating can save you energy dollars while you relax
GE AGV18DC | AGV18DC | 18000 | 9.7 | 499.99 | A high energy rating at the right price. GE's Value Series is what you're looking for. This 18,000 BTU room air conditioner with a 9.7 EER not only saves you energy dollars, it's easy to install with EZ Mount™. Requiring no prior experience or special too
GE ASM10AA | ASM10AA | 10000 | 10 | 429.99 | It's too hot outside! You could sit in front of that old oscillating fan, but why? Cool down with this 10,000 BTU GE Profile™ room air conditioner with a 10.0 EER. A higher EER means better savings on utility bills. With the remote control you can save yo
GE ASV05LA | ASV05LA | 5000 | 9.7 | 199.99 | 5,000 BTU room air conditioner with a 9.7 EER. With it's high energy rating this GE air conditioner will not only keep you cool, it will save you money while doing it, compared to other units of this size. The EZ Mount™ installation kit makes it quick and
GE ASV08FA | ASV08FA | 8000 | 9.8 | 299.99 | Offering multiple cooling speeds, this 8,000 BTU room air conditioner with a 9.8 EER is not only convenient, but also easy to maintain with easy to remove filters and a slide-out chassis. Installation is also a breeze with the EZ Mount™ pleated installati
GE ASV24DA | ASV24DA | 24000 | 8.5 | 649.99 | This 24,000 BTU room air conditioner with an 8.5 EER features a slide out chassis for easy installation as well as easy removal. The Circulaire™ system has oscillating louvers to automatically distribute the air evenly in a room to create a cooler, more e
GOLDSTAR R1000 | R1000 | 10000 | 9.8 | 299.99 | One of the lightest weights in its class, Goldstar's 10,000 BTU room air conditioner with a 9.8 EER features 4-way air direction, a multitude of cooling temperatures and settings for both cool air fan or fresh air fan. Nationally available.
GOLDSTAR R1200 | R1200 | 12000 | 9.8 | 329.99 | The 12,000 BTU GoldStar™ room air conditioner with an 9.8 EER features an adjustable thermostat, 4-way air deflection, reversible open grille and 3 cooling speeds giving you a multitude of choices to keep your room cool. The slide-out chassis makes instal
GOLDSTAR R5000 | R5000 | 5000 | 8 | 169.98 | 5,000 BTU GoldStar™ room air conditioner with an 8.0 EER features an adjustable thermostat with 2 fan speeds and 2 cooling speeds. The one-touch, lift-out filter is easy to clean and the installation kit is included for worry free installation to your win
SHARP AFR1208X | AFR1208X | 12000 | 10 | 479.99 | Adding more comfort to your life. This Sharp 12,000 BTU room air conditioner with a 10.0 EER is equipped with a Remote Control. With Library Quiet™ and Energy saver settings, you will hardly know its there, but wow you sure will notice the cool comforting
SHARP AFR509X | AFR509X | 5000 | 8 | 249.99 | The Sharp 5,000 BTU room air conditioner with an 8.0 EER comes equipped with the Rest Easy™ remote control to let you operate your air conditioner from anywhere in the room. It also features energy saving setting to ensure efficient operation as well as C
SHARP AFR709X | AFR709X | 7000 | 10 | 299.99 | Sharp's 7,000 BTU room air conditioner with a 10.0 EER features the Rest Easy™ Remote Control to operate your AC from a distance. This EnergyStar® rated model has a 12-hour timer for automatic on/off to ensure a cool room when you need it. Nationally avai
SHARP AFR908X | AFR908X | 9000 | 10 | 399.99 | Sharp's 9,000 BTU room air conditioner with a 10.0 EER is equipped with the Rest Easy™ Remote Control. It features a delay timer that can be used from the remote or the easy to use Comfort Touch™ controls. The Library Quiet™ package is so peaceful, it wil
WHIRLPOOL ACE082XJ | ACE082XJ | 8000 | 10 | 429.99 | Its all about choices. That is what you get with this 8,000 BTU room air conditioner with a 10.0 EER. You can choose to heat or cool, to use the power saver or the Super Thrust™ air discharge, you can even choose to put it in the window or through the wal
WHIRLPOOL ACE124XJ | ACE124XJ | 12000 | 9 | 549.99 | The 12,000 BTU room air conditioner/heating unit with a 9.0 EER features Super Thrust™ to drive more concentrated cool/warm air into the room as well as 6-way air directional controls, which allows you to adjust the louvers to direct the air to areas in t
WHIRLPOOL ACE184XJ | ACE184XJ | 18000 | 9 | 649.99 | For added cooling or heating take a look at this 18,000 BTU room air conditioner/heating unit with a 9.0 EER. This unit is capable of being installed through the wall as well as in the window. With the SuperThrust™ air discharge your room can be cooled/he
WHIRLPOOL ACG052XJ | ACG052XJ | 5000 | 10.4 | 259.99 | Tired of tossing & turning in that hot room? Cool it down with this 5,000 BTU room air conditioner with a 10.4 EER. Loaded with energy saving features such as a timer, power saver, sleep mode & surround cool makes it easy to see why it has such a high EER
WHIRLPOOL ACG072XJ | ACG072XJ | 7000 | 9.8 | 329.99 | When its miserably hot this summer, come in and enjoy the cooling comfort of the WhirlPool® 7,000 BTU room air conditioner with a 9.8 EER. You can set the timer to have your room satisfyingly cool when you arrive or enable the power saver until the room i
WHIRLPOOL ACM052XJ | ACM052XJ | 5000 | 8 | 199.99 | That tropical heat wave is on its way. Enjoy the pleasantly mild weather inside with this 5,000 BTU room air conditioner with an 8.0 EER. Whirlpool's® Value series come with the new Pod-design to provide even cooling throughout the room. The multiple pods
WHIRLPOOL ACM062XJ | ACM062XJ | 6000 | 8.7 | 249.99 | Enjoy quiet comfort with this 6,000 BTU room air conditioner with an 8.7 EER. An improved airflow system results in quieter operation, without any loss of cooling performance. Nationally available.
WHIRLPOOL ACM102XJ | ACM102XJ | 10000 | 9 | 349.99 | Cool your room without all the hype. WhirlPool's® 10,000 BTU room air conditioner has a high 9.0 EER for energy savings, simplistic controls for easy use and factory installed Insta-Mount™ for quick installation. Nationally available.
WHIRLPOOL ACM184XJ | ACM184XJ | 18000 | 9 | 499.99 | In the window or through the wall this 18,000 BTU room air conditioner with a 9.0 EER works either way. With a slide out chassis and outside support brackets included, installation is a breeze. Nationally available.
WHIRLPOOL ACQ082XJ | ACQ082XJ | 8000 | 10 | 359.99 | The WhirlPool® 8,000 BTU room air conditioner with a 10.0 EER features the 3M® Filtrete™ electrostatic filter, recognized by the American Lung Association® to provide a healthier room environment. Nationally available.
WHIRLPOOL ACQ122XJ | ACQ122XJ | 12000 | 9 | 449.99 | When the heat is wretched outside, come inside to comfort with this 12,000 BTU room air conditioner with a 9.0 EER. With the Super Thrust™ air discharge and pod-design louvers you can cool your room quickly, directing the air where it is needed most. Nati
WHIRLPOOL ACQ142XJ | ACQ142XJ | 14000 | 10.2 | 499.99 | Toss the fan! It's only moving the hot air around the room anyway. Cool down with the 14,000 BTU room air conditioner with a 10.2 EER. Energy Star® rated, this unit can give you a 15% energy dollars saving over standard ACs. Nationally available.
WHIRLPOOL ACQ294XJ | ACQ294XJ | 29000 | 8.2 | 999.99 | When it is hot enough to fry an egg on the sidewalk it's time to come inside to the comfortable coolness of WhirlPool's® 29,000 BTU room air conditioner with a 8.2 EER. Packed with great features such as power saver controls & Quiet Partner™ design, it is
WHIRLPOOL ACS072XJ | ACS072XJ | 7000 | 9 | 449.99 | Designed for sliding windows, this 7,000 BTU room air conditioner with a 9.0 EER features an adjustable thermostat. Whether you need a little cool air or a lot of cold, just a simple turn of the dial puts you in control. Only available in our Northeast/Mi
WHIRLPOOL ACS102XJ | ACS102XJ | 10000 | 9 | 499.99 | Specially made for sliding windows, this 10,000 BTU room air conditioner with a 9.0 EER is Quiet Partner™ designed and features adjustable louvers so you can direct the airflow where you want it without all the noise of conventional ACs. Only available in
WHIRLPOOL ACU072XH | ACU072XH | 7000 | 8.5 | 429.99 | Ideal for the room with only one window, this 7,000 BTU room air conditioner with a 8.5 EER is designed to be installed thru-the-wall. The installation kit includes center supports for secure mounting and C-90 Galvanized steel finished with baked enamel f
WHIRLPOOL ACU072XJ | ACU072XJ | 7000 | 8.5 | 429.99 | Ideal for the room with only one window, this 7,000 BTU room air conditioner with a 8.5 EER is designed to be installed thru-the-wall. The installation kit includes center supports for secure mounting and C-90 Galvanized steel finished with baked enamel f
WHIRLPOOL ACU102XJ | ACU102XJ | 10000 | 8.5 | 469.99 | Don't want to block that beautiful window view with an AC? Take a look at this 10,000 BTU room air conditioner with an 8.5 EER. Designed to be installed thru-the-wall, this unit is easy to maintain with removable foam filter and galvanized steel outer sle
WHIRLPOOL ACU114XJ | ACU114XJ | 11000 | 8.5 | 499.99 | This 11,000 BTU room air conditioner with an 8.5 EER. is designed to be installed thru-the-wall. Not only are there no worries about installation every year, you also don't have to worry about taking it out or finding storage space for the winter. With th

## E-Shop Prices
E-Shop Retail Prices
2000-02-19
Brand | Model | Capacity (BTU/hr) | EER | Retail Price
Amana | 10M12TA |  |  | 515 | Amana Quiet Zone Room Air Conditioner
Amana | 10QZ22RC |  |  | 499 | Amana Quiet Zone Room Air Conditioner
Amana | 7M11TA |  |  | 415 | Amana Quiet Zone Room Air Conditioner
Amana | 7QZ21RC |  |  | 409 | Amana Quiet Zone Room Air Conditioner
Amana | 9M12TA |  |  | 489 | Amana Quiet Zone Room Air Conditioner
Amana | 9QZ22RC |  |  | 479 | Amana Quiet Zone Room Air Conditioner
Amana | 10M12TA |  |  | 515 | Amana Quiet Zone Room Air Conditioner
Amana | 10QZ22RC |  |  | 499 | Amana Quiet Zone Room Air Conditioner
Amana | 10V2S |  |  | 599 | Sliding Window Room Air Conditioner
Amana | 7M11TA |  |  | 415 | Amana Quiet Zone Room Air Conditioner
Amana | 7QZ21RC |  |  | 409 | Amana Quiet Zone Room Air Conditioner
Amana | 8V2S |  |  | 499 | Sliding Window Room Air Conditioner
Amana | 96-10QZ22TB |  |  | 499 | Amana Quiet Zone Room Air Conditioner w/ Electronic Touch Pad Controls and Rotary
Amana | 96-12QZ22TB |  |  | 559 | Amana Quiet Zone Room Air Conditioner w/ Electronic Touch Pad Controls and Rotary
Amana | 96-7QZ21TB |  |  | 409 | Amana Quiet Zone Room Air Conditioner w/ Electronic Touch Pad Controls and Rotary
Amana | 96-8QZ21TB |  |  | 479 | Amana Quiet Zone Room Air Conditioner w/ Electronic Touch Pad Controls and Rotary
Amana | 9M12TA |  |  | 489 | Amana Quiet Zone Room Air Conditioner
Amana | 9QZ22RC |  |  | 479 | Amana Quiet Zone Room Air Conditioner
Amana | 10M12TA |  |  | 515 | Amana Quiet Zone Room Air Conditioner
Amana | 10QZ22RC |  |  | 499 | Amana Quiet Zone Room Air Conditioner
Amana | 10V2S |  |  | 599 | Sliding Window Room Air Conditioner
Amana | 96-12QZ22TB |  |  | 559 | Amana Quiet Zone Room Air Conditioner w/ Electronic Touch Pad Controls and Rotary
Amana | 9M12TA |  |  | 489 | Amana Quiet Zone Room Air Conditioner
Amana | 9QZ22RC |  |  | 479 | Amana Quiet Zone Room Air Conditioner
Carrier | UCB061B |  |  | 293.21 | Cooling Only Room Air Conditioner
Carrier | UCB081B |  |  | 350.98 | Cooling Only Room Air Conditioner
Carrier | UCB061B |  |  | 293.21 | Cooling Only Room Air Conditioner
Carrier | UCB081B |  |  | 350.98 | Cooling Only Room Air Conditioner
Danby | DPAC7297 |  |  | 795.95 | Danby 3-in-1 Portable Home Comfort Air Conditioner
Delonghi | PAC-02 |  |  | 1100 | Pinguino Windowless Portable Air Conditioner
Delonghi | PAC-250 |  |  | 1250 | Pinguino Windowless Portable Air Conditioner
Delonghi | PAC-290 |  |  | 1249.95 | Pinguino Windowless Portable Air Conditioner
Delonghi | PAC-75 |  |  | 850 | Pinguino Windowless Portable Air Conditioner
Delonghi | PAC-77E |  |  | 950 | Pinguino Windowless Portable Air Conditioner
Delonghi | PAC-85 |  |  | 1000 | Pinguino Windowless Portable Air Conditioner
Delonghi | PAC-85 |  |  | 1000 | Pinguino Windowless Portable Air Conditioner
Delonghi | PAC-GSRU |  |  | 1799 | Pinguino Split Portable Air Conditioner
Feddars | PAC-GSRU |  |  | 1799 | Pinguino Split Portable Air Conditioner
Feddars | A1V07S2BG |  |  | 519 | Fedders Sliding Window Model
Feddars | A1V10S2BG |  |  | 639.99 | Fedders Sliding Window Model
Feddars | A2Q08F2BG |  |  | 529 | Fedders Portable Series
Feddars | A2Q10F2BG |  |  | 599 | Fedders Portable Series
Feddars | A3Q06F2BG |  |  | 429 | Fedders Portable Series
Feddars | A3Q08F2BG |  |  | 539 | Fedders Portable Series
Feddars | AEQ07F2AG |  |  | 519 | Fedders Portable Series Heat/Cool Model
Feddars | A1V10S2BG |  |  | 639.99 | Fedders Sliding Window Model
Feddars | A2Q10F2BG |  |  | 599 | Fedders Portable Series
Friedrich | SQ06J10 |  |  | 445 | Friedrich Quiet Star Room AC
Friedrich | SQ07J10 |  |  | 500 | Friedrich Quiet Star Room AC
Friedrich | SQ08J10 |  |  | 529 | Friedrich Quiet Star Room AC
Friedrich | YQ06J10 |  |  | 699 | Friedrich TwinTemp Heat Pump Room AC
Friedrich | SC06H10D |  |  | 700 | Sliding Window Room Air Conditioner
Friedrich | SS08J10A |  |  | 729 | Friedrich Quietmaster Electronic Touch Pad Room AC
Friedrich | SS09J10A |  |  | 789 | Friedrich Quietmaster Electronic Touch Pad Room AC
Friedrich | SS10J10A |  |  | 839 | Friedrich Quietmaster Electronic Touch Pad Room AC
Friedrich | SV10J10 |  |  | 739 | Sliding Window Room Air Conditioner
Friedrich | YS09J10 |  |  | 999 | Friedrich TwinTemp Heat Pump Room AC
Frigidaire | FAB067W7B |  |  | 399.95 | Frigidaire Quiet-One Room Air Conditioner
Frigidaire | FAC083W7A |  |  | 329.95 | Frigidaire Compact Room Air Conditioner
Frigidaire | FAL103Y1A |  |  | 459.95 | Frigidaire Mid-Size Room Air Conditioner
Frigidaire | FAL103Y1A |  |  | 459.95 | Frigidaire Mid-Size Room Air Conditioner
GoldStar | LW-C1232HL |  |  | 559.95 | Eurostyle Design Whisper Quiet Heat Pump AC
GoldStar | LW-C1232HL |  |  | 559.95 | Eurostyle Design Whisper Quiet Heat Pump AC
Panasonic | CW-1005FU |  |  | 499.95 | Room Air Conditioner with 12 hr delay Start/Stop Timer
Panasonic | CW-1005FU |  |  | 499.95 | Room Air Conditioner with 12 hr delay Start/Stop Timer
Panasonic | CW-C70RU |  |  | 399.95 | Compact Portable Room Air Conditioner
Panasonic | CW-1005FU |  |  | 499.95 | Room Air Conditioner with 12 hr delay Start/Stop Timer
Sharp | AF-T1106XB |  |  | 351 | Electronic Touch Pad Room Air Conditioner
Sharp | AF-T706X |  |  | 275 | Electronic Touch Pad Room Air Conditioner
Sharp | AF-T906XB |  |  | 329 | Electronic Touch Pad Room Air Conditioner
Sharp | AF-605M6B |  |  | 249 | Mechanical Control Room Air Conditioner
Sharp | AF-806X |  |  | 299 | Mechanical Control Room Air Conditioner
Sharp | AF-T1106XB |  |  | 351 | Electronic Touch Pad Room Air Conditioner
Sharp | AF-T706X |  |  | 275 | Electronic Touch Pad Room Air Conditioner
Sharp | AF-T906XB |  |  | 329 | Electronic Touch Pad Room Air Conditioner
Sharp | AF-T1106XB |  |  | 351 | Electronic Touch Pad Room Air Conditioner
Sharp | AF-T906XB |  |  | 329 | Electronic Touch Pad Room Air Conditioner
White-Westinghouse | 96-WACO86W7A |  |  | 569.95 | Compact Room Air Conditioner
White-Westinghouse | 96-WAHO86P1T |  |  | 569.95 | Through-the-Wall Room Air Conditioners
White-Westinghouse | WAH074Y7T |  |  | 449.95 | W-W Through-the-Wall Air Conditioners
White-Westinghouse | WAH094Y2T |  |  | 469.95 | W-W Through-the-Wall Air Conditioners
White-Westinghouse | WAK083F7V |  |  | 419.99 | W-W Slider/Casemet Air Conditioners
White-Westinghouse | WAK103F1V |  |  | 449.95 | W-W Slider/Casemet Air Conditioners
White-Westinghouse | WAH094Y2T |  |  | 469.95 | W-W Through-the-Wall Air Conditioners
White-Westinghouse | WAK083F7V |  |  | 419.99 | W-W Slider/Casemet Air Conditioners
White-Westinghouse | WAK103F1V |  |  | 449.95 | W-W Slider/Casemet Air Conditioners

## Netmarket.com Prices
Room Air Conditioner Retail Prices
Source: www.netmarket.com (5/23/00)
Brand | Model | Capacity (Btu/hr) | EER | Retail Price
SHARP | AFM509X | 5000 | 8 | 164 | 0 | 0 | 0 | 0 | 0 | 0 | 0 | 0
PANASONIC | CWC52RU | 5000 | 10 | 205
SHARP | AFR509X | 5000 |  | 205
CARRIER | GCA051B | 5300 | 9.8 | 195
SHARP | AFR609X | 5500 |  | 236
PANASONIC | CWC60RU | 6000 | 8.5 | 267
CARRIER | LCA061P | 6050 | 9 | 329
SHARP | AFR709X | 6500 |  | 256
CARRIER | GCA071B | 7000 | 10.5 | 236
PANASONIC | CWC70RU | 7000 | 8.5 | 298
DELONGHI | PAC75 | 7500 | 8.4 | 850
DELONGHI | PAC03 | 7500 | 8.4 | 860
DELONGHI | PAC77E | 7700 | 8.6 | 957
PANASONIC | CWC80YU | 7800 | 11 | 339
CARRIER | GCA081B | 8000 | 10 | 267
SHARP | AFM808X | 8000 | 9 | 287
SHARP | AFR908X | 8500 |  | 329
PANASONIC | CWC101MU | 10000 | 10 | 359
CARRIER | GCC101B | 10500 | 10.5 | 359
SHARP | AFR1108X | 10500 |  | 359
DELONGHI | PACASR | 11000 | 9.5 | 1122
DELONGHI | PAC-GSRU | 11000 | 9.5 | 1492
PANASONIC | CWC121MU | 11500 | 10 | 390
CARRIER | GCA121B | 12000 | 10.5 | 380
CARRIER | DCA141D | 13800 | 10.1 | 473
SHARP | AFM1409X | 14000 | 10 | 432
CARRIER | XCB183D | 18000 | 9.6 | 452
SHARP | AFM1909Y | 18700 | 9.5 | 473
CARRIER | YCB243D | 23500 | 8.5 | 617
SHARP | AFM2409Y | 23700 | 8.5 | 545