## MeasureTable
Regional Costs and Bulk Power System Benefits | [22 empty] | Other Power System Benefits |  |  | Non-Electric Power Costs/Benefits |  |  |  | Total Regional Costs/Benefits (monetizable costs and benefits)
Technology, Measure or Practice | Delivery Mechanism or Program | Application | Location | Incremental Capital Cost ($/unit) | Incremental O&M Costs and Schedule ($/unit) | Present Value of Periodic Capital Replacement Cost ($/unit) | Measure Life (years) | Basis of Savings | Annual Savings @ Site (kwh/yr) | Annual Savings @ Busbar (kwh/yr) | Bulk Transmission System Coincident Factor | System Coincident Peak Reduction (KW) | Present Value Incremental Capital Cost ($/kWh) | Present Value O & M Cost ($/kWh) | Present Value of Periodic Capital Replacement Cost ($/kWh) | Total Present Value Cost ($/kWh) | Present Value Electric Energy Savings ($/kWh) | Present Value of Bulk Transmission System Benefits ($/kWh) | Present Value of Region Act's 10% Conservation Credit ($/kWh) | Total Present Value Regional Bulk Power System Benefits ($/kWh) | Net Present Value ($/kWh) | Benefit / Cost Ratio | Local Distribution System Load Factor | Local Distribution System Peak Load Reduction (kW) | Present Value of Local Transmission & Distribution System Benefits ($/kWh) | End-user Benefits | Societal Benefits | Present Value Non-Electric System Benefits ($/kWh) | Present Value Environmental Externalities Benefit ($/kWh) | Present Value Regional Costs ($/kWh) | Present Value Total Societal Benefits ($/kWh) | Net Present Value of Regional Costs & Benefits ($/kWh) | Benefit / Cost Ratio | Related Programs/Activities | Comments | Levelized Cost
Single Family Weatherization - Zone 3 | Single family unit must meet WeatherWise Program & Specifications for the installation of this measure. | Existing Single Family Residence w/Electric Heat as defined by WeatherWise Specifications | Heating Zone 3 | 1230.03 | 0 | 0 | 45 | Deemed | 3922.0425 | 4221.0982 | 0.401 | 0.92012 | 0.2914 | 0 | 0 | 0.2914 | 0.42093 | 0.012062 | 0.062388 | 0.49538 | 0.20398 | 1.6981 | 0.21 | 2.2946 | 0.20052 | Increased comfort, reduced noise | Reduced environmental impacts from electricity generation | 0 | 0 | 0.2914 | 0.69536 | 0.40396 | 2.3863 | The Northwest Energy Efficiency Alliance has sponsored a market transformation program to increase the use of Energy Star windows (Class 35 & below). In some areas of the region the use of class 35 windows (required to meet the Long Term SGC specifications and both the site built and manufactured home weatherization program specifications exceeds 50%. | Savings assume that program is operated in accordance with existing Bonneville Power Administration Weatherization program (WeatherWise) specifications, including home qualification and quality assurance process. | 15.799
Single Family Weatherization - Zone 2 | Single family unit must meet WeatherWise Program & Specifications for the installation of this measure. | Existing Single Family Residence w/Electric Heat as defined by WeatherWise Specifications | Heating Zone 2 | 1230.03 | 0 | 0 | 45 | Deemed | 3472.8535 | 3737.6586 | 0.401 | 0.81474 | 0.32909 | 0 | 0 | 0.32909 | 0.42093 | 0.012062 | 0.062388 | 0.49538 | 0.16629 | 1.5036 | 0.21 | 2.0318 | 0.20052 | Increased comfort, reduced noise | Reduced environmental impacts from electricity generation | 0 | 0 | 0.32909 | 0.69536 | 0.36627 | 2.113 | The Northwest Energy Efficiency Alliance has sponsored a market transformation program to increase the use of Energy Star windows (Class 35 & below). In some areas of the region the use of class 35 windows (required to meet the Long Term SGC specifications and both the site built and manufactured home weatherization program specifications exceeds 50%. | Savings assume that program is operated in accordance with existing Bonneville Power Administration Weatherization program (WeatherWise) specifications, including home qualification and quality assurance process. | 17.8424
Single Family Weatherization - PNW Average Climate | Single family unit must meet WeatherWise Program & Specifications for the installation of this measure. | Existing Single Family Residence w/Electric Heat as defined by WeatherWise Specifications | PNW Average Climate | 1230.03 | 0 | 0 | 45 | Deemed | 2935.1762 | 3158.9834 | 0.401 | 0.6886 | 0.38937 | 0 | 0 | 0.38937 | 0.42093 | 0.012062 | 0.062388 | 0.49538 | 0.106 | 1.2708 | 0.21 | 1.7172 | 0.20052 | Increased comfort, reduced noise | Reduced environmental impacts from electricity generation | 0 | 0 | 0.38937 | 0.69536 | 0.30598 | 1.7858 | The Northwest Energy Efficiency Alliance has sponsored a market transformation program to increase the use of Energy Star windows (Class 35 & below). In some areas of the region the use of class 35 windows (required to meet the Long Term SGC specifications and both the site built and manufactured home weatherization program specifications exceeds 50%. | Savings assume that program is operated in accordance with existing Bonneville Power Administration Weatherization program (WeatherWise) specifications, including home qualification and quality assurance process. | 21.1109
Single Family Weatherization - Zone 1 | Single family unit must meet WeatherWise Program & Specifications for the installation of this measure. | Existing Single Family Residence w/Electric Heat as defined by WeatherWise Specifications | Heating Zone 1 | 1230.03 | 0 | 0 | 45 | Deemed | 2720.5717 | 2928.0152 | 0.401 | 0.63826 | 0.42009 | 0 | 0 | 0.42009 | 0.42093 | 0.012062 | 0.062388 | 0.49538 | 0.07529 | 1.1779 | 0.21 | 1.5917 | 0.20052 | Increased comfort, reduced noise | Reduced environmental impacts from electricity generation | 0 | 0 | 0.42009 | 0.69536 | 0.27527 | 1.6553 | The Northwest Energy Efficiency Alliance has sponsored a market transformation program to increase the use of Energy Star windows (Class 35 & below). In some areas of the region the use of class 35 windows (required to meet the Long Term SGC specifications and both the site built and manufactured home weatherization program specifications exceeds 50%. | Savings assume that program is operated in accordance with existing Bonneville Power Administration Weatherization program (WeatherWise) specifications, including home qualification and quality assurance process. | 22.7762
Note on X3: Tom Eckman: This is the ratio of the average energy use per hour to the peak energy use per hour of individual or groups of end uses of electricity. End uses that have low load factors (e.g. air conditioning) require larger capital investments in distribution systems per unit of energy sold, because these end uses only operate during short periods of the year compared to end uses that have high load factors (e.g., refrigerators) which operating all year long.
Note on Y3: Tom Eckman: Reduction in local distribution system peak load resulting from installation of technology, measure or practice
Note on Z3: Tom Eckman: Present value cost of deferred capital expenditures for local distribution system
Note on AA3: Tom Eckman: Qualitative or quantitative estimate of end-user benefits, excluding electricity savings, e.g. gallons of water saved.
Note on AB3: Tom Eckman: Qualitative or quantitative estimate of any non-electric power system benefits associated with the technology, measure or practice, e.g. reduced wastewater treatment costs.
Note on AD3: Tom Eckman: Present value of cost of carbon emissions, based on $15/ton.
Note on AE3: Tom Eckman: Total present value of all cost associated with the installation and maintenance of the technology, measure or practice over its expected life.
Note on AG3: Tom Eckman: Present value of all benefits associated with a technology, measure or practice, including non-power system benefits and environmental externalities benefits.
Note on AH3: Tom Eckman: Ratio of present value of total societal benefits to total societal costs of technology, measure or practice.
Note on AI3: Tom Eckman: Description of program and or activities that are associated with the technology, measure or practice, such as tax credits, Northwest Energy Efficiency Alliance market transformation programs.
Note on AJ3: Tom Eckman: Special notes regarding factors that might impact a particular technology, measure or practices cost, savings or use. For example, potential changes in federal standards or local codes or anticipated improvements in technology.
Note on AC3: Tom Eckman: Present value of any monetized non-electric power system benefits, e.g. reduced detergent costs.
Note on A3: Tom Eckman: Description of conservation or renewable resource technology, measure or practice.
Note on B3: Tom Eckman: Description of program through which technology, measure or practice will be delivered, including reference to relevant quality assurance specifications
Note on C3: Tom Eckman: Sector, sub-sector and end-use affected (e.g. single family homes with electric heat
Note on D3: Tom Eckman: Climate zone or geographic area in the PNW
Note on E3: Tom Eckman: Total capital cost of technology, measure or practice. For conservation this cost is usually the incremental cost of the technology, measure or practice over the less efficient alternative.
Note on F3: Tom Eckman: Additional cost over the normal cost of operation and maintenance.
Note on G3: Tom Eckman: Present value of the incremental cost of periodic capital replacements needed to maintain technology, measure or practice, e.g. heat pump compressor replacements.
Note on H3: Tom Eckman: Expected service life of the technology, measure or practice
Note on I3: Tom Eckman: If savings are deemed, they can be claimed without further analysis or data. If savings are not deemed they must be estimated using either one of the RTF's "deemed" calculation methods and/or evaluation protocols.
Note on J3: Tom Eckman: Does not include transmission and distribution system line losses.
Note on K3: Tom Eckman: Includes transmission and distribution system line losses.
Note on L3: Tom Eckman: This is the ratio of the peak demand of individual or groups of end uses of electricity at the regional bulk power transmission system's time of peak demand to the end uses non-coincident peak demand. The Northwest's bulk power transmission system's peak usage occurs during the winter. Conservation measures and renewable resources that reduce demand on the bulk power transmission system during its time of maximum demand (e.g. space heating conservation savings) are more value than those that those that reduce demand during the summer (e.g. air conditioning conservation savings).
Note on M3: Tom Eckman: Bulk transmission peak KW reduction associated with technology, measure or practice
Note on N3: Tom Eckman: Present value of incremental cost when financed and amortized based on assumptions on ProData Tab
Note on O3: Tom Eckman: Present value of annual O&M when discounted at rate assumed on ProData Tab over Program Life. Includes PV of Periodic O&M.
Note on Q3: Tom Eckman: Sum of PV Incremental cost and incremental O&M cost.
Note on R3: Tom Eckman: Present value of avoided wholesale electricity supplies over the expected life of the technology, measure or practice.
Note on S3: Tom Eckman: Benefit assumes an avoided cost of $3.00 kW year for regional bulk transmission system captial cost deferral due to reduced peak kW demand.
Note on U3: Tom Eckman: Sum of the present value of all bulk power system benefits, plus Power Act's Conservation Credit, if appliable.
Note on V3: Tom Eckman: Present value of all bulk power system benefits minus present value of all costs associated with technology, measure or practice.
Note on W3: Tom Eckman: Ratio of all present value bulk power system benefits to the present value of all costs associated with technology, measure or practice. Ratio's less than one indicate that the technology, measure or practice is not cost-effective from the bulk power system's perspective.

## ProData
Program Parameters |  | Sponsor Parameters
Program Life (yrs) | 45 |  |  | Spon 1 | Spon 2 | Spon 3 | Cust
Program Start Date | 2001 | Real AT Cost of Cap |  | 7% | 5% | 4.75% | 5%
Present Value Time Zero | 2000 | Financial Life (yrs) |  | 10 | 10 | 15 | 1
Cost Reference Yr | 2000 | Weight |  | 0% | 0% | 100%
Real Discount Rate | 4.75%
Inflation Rate (Currently NA) | 0% | Run Tabs: |  | TRUE
Capital Real Escalation Rt | 0% | MeasureTable | FALSE
Sponsor Share of First Cost | 100% | SFResWX | TRUE
Sponsor Share of Replace Cost | 0% | 850SF | TRUE
Sponsor Share of O&M | 0% | 1350SF | TRUE
Last Sponsor O&M Yr | 45 | 2184SF | TRUE
Bulk Power T&D Loss Factor | 2.5% | UA Optimizer | FALSE
Bulk Power T&D Credit ($/kw-yr) | 3 | Cost-Effectiveness Level | FALSE
Local Power T&D Loss Factor | 5% | Lookup Table | FALSE
Local Power T&D Credit ($/kw-yr) | 20 | RESWX ECM Inflation DGP | FALSE
Externalities Credit (m/kwh) | 0 | UECResWXCst | FALSE
Regional Act C/E Credit (%) | 10%
Admin Cost (% of First Cost) | 20%
Cost Coeff of Variation | 25%
Marg Cost / Save Shape File | R:\TE\New Plan\Residential Resource Assessment\Space Conditioning\MC_AND_LOADSHAPE.XLS
Electric Marginal Cost Tab | 5th Plan Draft 092802
Savings Shape Tab | Conservation Load Shapes
Note on B7: Currently not used, Hardwired in code to zero until chance to fully implement.

## SFResWX
Data Set Name
Regional Average House
Input Data | [7 empty] | Periodic O&M
Category Name | Measure Name | Savings (kWh/yr.) | Phys Life (yr.) | Capital Cost ($) | Annual O&M ($) | Shape Pointer | Non-E Val ($/yr.) | Cost 1 ($) | Period 1 | Cost 2 ($) | Period 2 | Cost 3 ($) | Period 3
Single Family Weatherization - Zone 1 | Single Family Weatherization - Zone 1 | 2720.5717 | 45 | 1230.0255 | 0 | ResSHWX
Single Family Weatherization - Zone 2 | Single Family Weatherization - Zone 2 | 3472.8535 | 45 | 1230.0255 | 0 | ResSHWX
Single Family Weatherization - Zone 3 | Single Family Weatherization - Zone 3 | 3922.0425 | 45 | 1230.0255 | 0 | ResSHWX
Single Family Weatherization - PNW Average Climate | Single Family Weatherization - PNW Average Climate | 2935.1762 | 45 | 1230.0255 | 0 | ResSHWX
ProCost Results, Version 1.70a: JPH 03/07/01, 08:13 PM 1/13/2003
Measure Results (2000 $) |  | Measure Input Data | [7 empty] | Savings |  |  | PV Capital |  |  |  | PV O&M |  | Total PV Costs |  |  |  |  | Levelized Cost (mills/kwh) |  |  |  |  | PV Bulk Power System Benefits | [5 empty] | PV Regional Benefits
Category | Measure | Measure Life | Site Savings (kWh) | Capital Cost ($/unit) | Annual O&M Cost ($/unit) | PV Per. Repl. Cost ($/unit) | Load Shape | Div. Load Factor | Bulk Pwr Coin. Factor | Bulk Energy (kWh) | Bulk Demand (kw) | Local Demand (kW) | Spon 1 | Spon 2 | Spon 3 | Cust | Utility | Cust | Spon 1 | Spon 2 | Spon 3 | Cust | Total | Spon 1 | Spon 2 | Spon 3 | Cust | Total | Energy | Bulk T&D Def. Cap. | Act C-E Credit | Total System Benefit | Total non-Consumer Cost | Bulk System B/C Ratio | Local T&D Def.Cap. | Non-E Value | Exter-nalities | Total Regional Benefit | Total Regional Cost | Total Regional B/C Ratio
Single Family Weatherization - Zone 1 | Single Family Weatherization - Zone 1 | 45 | 2720.5717 | 1230.03 | 0 | 0 | ResSHWX | 0.21 | 0.401 | 2928.0152 | 0.63826 | 1.5917 |  |  | 1230.0258 | 0 | 0 | 0 | 0 | 0 | 1230.0258 | 0 | 1230.0258 | 0 | 0 | 22.7762 | 0 | 22.7762 | 1232.4888 | 35.3164 | 182.6718 | 1448.8755 | 1230.0258 | 1.1779 | 587.1381 | 0 | 0 | 2036.0137 | 1230.0258 | 1.6553
Single Family Weatherization - Zone 2 | Single Family Weatherization - Zone 2 | 45 | 3472.8535 | 1230.03 | 0 | 0 | ResSHWX | 0.21 | 0.401 | 3737.6586 | 0.81474 | 2.0318 |  |  | 1230.0258 | 0 | 0 | 0 | 0 | 0 | 1230.0258 | 0 | 1230.0258 | 0 | 0 | 17.8424 | 0 | 17.8424 | 1573.2918 | 45.0819 | 233.1834 | 1849.5129 | 1230.0258 | 1.5036 | 749.4915 | 0 | 0 | 2599.0044 | 1230.0258 | 2.113
Single Family Weatherization - Zone 3 | Single Family Weatherization - Zone 3 | 45 | 3922.0425 | 1230.03 | 0 | 0 | ResSHWX | 0.21 | 0.401 | 4221.0982 | 0.92012 | 2.2946 |  |  | 1230.0258 | 0 | 0 | 0 | 0 | 0 | 1230.0258 | 0 | 1230.0258 | 0 | 0 | 15.799 | 0 | 15.799 | 1776.786 | 50.9129 | 263.3441 | 2088.7343 | 1230.0258 | 1.6981 | 846.4329 | 0 | 0 | 2935.1672 | 1230.0258 | 2.3863
Single Family Weatherization - PNW Average Climate | Single Family Weatherization - PNW Average Climate | 45 | 2935.1762 | 1230.03 | 0 | 0 | ResSHWX | 0.21 | 0.401 | 3158.9834 | 0.6886 | 1.7172 |  |  | 1230.0258 | 0 | 0 | 0 | 0 | 0 | 1230.0258 | 0 | 1230.0258 | 0 | 0 | 21.1109 | 0 | 21.1109 | 1329.7102 | 38.1022 | 197.0813 | 1563.1659 | 1230.0258 | 1.2708 | 633.4529 | 0 | 0 | 2196.6189 | 1230.0258 | 1.7858
Category Totals (2000 $) |  | Savings Weighted Measure Data | [7 empty] | Savings |  |  | PV Costs |  |  |  | Lvl Cst | PV Bulk Power System Benefits | [5 empty] | PV Regional Benefits
| Category | Weighted Measure Life | Site Savings (kWh) | Capital Cost ($/unit) | Annual O&M Cost ($/unit) | Per. Repl. Cost ($/unit) | Load Shape | Weighted Load Factor | Weighted Coinc. Factor | Bulk Energy (kWh) | Bulk Demand (kw) | Local Demand (kW) | PV Capital | PV Annual O&M | PV Period. Repl. | PV Total Costs | Levelized Cost mills/kWh | Energy | Bulk T&D Def. Cap. | Act C-E Credit | Total System Benefit | Total non-Consumer Cost | Bulk System B/C Ratio | Local T&D Def.Cap. | Non-E Value | Exter-nalities | Total Regional Benefit | Total Regional Cost | Total Regional B/C Ratio
| Single Family Weatherization - Zone 3 | 45 | 3922.0425 | 1230.03 | 0 | 0 |  | 0.21 | 0.401 | 4221.0982 | 0.92012 | 2.2946 | 1230.0258 | 0 | 0 | 1230.0258 | 15.799 | 1776.786 | 50.9129 | 263.3441 | 2088.7343 | 1230.0258 | 1.6981 | 846.4329 | 0 | 0 | 2935.1672 | 1230.0258 | 2.3863
| Single Family Weatherization - Zone 2 | 45 | 3472.8535 | 1230.03 | 0 | 0 |  | 0.21 | 0.401 | 3737.6586 | 0.81474 | 2.0318 | 1230.0258 | 0 | 0 | 1230.0258 | 17.8424 | 1573.2918 | 45.0819 | 233.1834 | 1849.5129 | 1230.0258 | 1.5036 | 749.4915 | 0 | 0 | 2599.0044 | 1230.0258 | 2.113
| Single Family Weatherization - PNW Average Climate | 45 | 2935.1762 | 1230.03 | 0 | 0 |  | 0.21 | 0.401 | 3158.9834 | 0.6886 | 1.7172 | 1230.0258 | 0 | 0 | 1230.0258 | 21.1109 | 1329.7102 | 38.1022 | 197.0813 | 1563.1659 | 1230.0258 | 1.2708 | 633.4529 | 0 | 0 | 2196.6189 | 1230.0258 | 1.7858
| Single Family Weatherization - Zone 1 | 45 | 2720.5717 | 1230.03 | 0 | 0 |  | 0.21 | 0.401 | 2928.0152 | 0.63826 | 1.5917 | 1230.0258 | 0 | 0 | 1230.0258 | 22.7762 | 1232.4888 | 35.3164 | 182.6718 | 1448.8755 | 1230.0258 | 1.1779 | 587.1381 | 0 | 0 | 2036.0137 | 1230.0258 | 1.6553
Totals for Measures/Categories with Benefits Exceeding Costs
| Totals Basis | Busbar Savings | PV Cost | First Cost | Admin Cost | Program Cost | Program $/KWa | Levelized Cost | PV Benefits | B/C Ratio
| Measures with B/C>1.00 | 14045.7555 | 4920.103 | 4920.1 | 984.0204 | 5904.1234 | 3682.2598 | 22.7903 | 5912.2769 | 1.0014
| Categories with B/C>1.00 | 0 | 0 | 0 | 0 | 0 | 0 | 0 | 5912.2769 | 0
| % of Measures with B/C >1.00 | 10760.0481 | 4386.5347 | 4386.5335 | 877.3067 | 5263.8414 | 4285.4131 | 26.5233 | 4529.2248 | 0.86044
| Block 1: x <=10 m/kWh | 0 | 0 | 0 | 0 | 0 | 0 | 0 | 0 | 0
| Block 2: 10< x <=20 m/kWh | 4221.0982 | 1230.0258 | 1230.03 | 246.0051 | 1476.0309 | 3063.1912 | 18.9587 | 1776.786 | 1.2038
| Block 3: 20< x <=30 m/kWh | 9824.6572 | 3690.0773 | 3690.08 | 738.0153 | 4428.0926 | 3948.2385 | 24.4365 | 4135.4909 | 0.93392
| Block 4: 30< x <=40 m/kWh | 0 | 0 | 0 | 0 | 0 | 0 | 0 | 0 | 0
| Block 5: 40< x <=50 m/kWh | 0 | 0 | 0 | 0 | 0 | 0 | 0 | 0 | 0
| Block 6: 50< x <=60 m/kWh | 0 | 0 | 0 | 0 | 0 | 0 | 0 | 0 | 0
| Block 7: 60m/kWh < x | 0 | 0 | 0 | 0 | 0 | 0 | 0 | 0 | 0

## 850SF
Data Set Name
850
Input Data | [7 empty] | Periodic O&M
Category Name | Measure Name | Savings (kWh/yr.) | Phys Life (yr.) | Capital Cost ($) | Annual O&M ($) | Shape Pointer | Non-E Val ($/yr.) | Cost 1 ($) | Period 1 | Cost 2 ($) | Period 2 | Cost 3 ($) | Period 3
ATTIC R19 | ATTIC R19 | 3396.7975 | 45 | 732.6937 | 0 | ResSHWX
FLOOR R11 | FLOOR R11 | 1657.3455 | 45 | 510 | 0 | ResSHWX
WALL R11 | WALL R11 | 1838.4874 | 45 | 654.118 | 0 | ResSHWX
FLOOR R19 | FLOOR R19 | 441.6812 | 45 | 168.8311 | 0 | ResSHWX
ATTIC R38 | ATTIC R38 | 653.7164 | 45 | 280.8096 | 0 | ResSHWX
FLOOR R30 | FLOOR R30 | 370.0467 | 45 | 212.5 | 0 | ResSHWX
CLASS 35 PRIME WINDOW (Energy Star) | CLASS 35 PRIME WINDOW (Energy Star) | 2502.059 | 45 | 1505.1623 | 0 | ResSHWX
FLOOR R38 | FLOOR R38 | 114.4693 | 45 | 110.5 | 0 | ResSHWX
INFILTRATION @ O.35 ACH | INFILTRATION @ O.35 ACH | 412.0896 | 45 | 425 | 0 | ResSHWX
ATTIC R49 | ATTIC R49 | 142.9661 | 45 | 154.6731 | 0 | ResSHWX
CLASS 25 PRIME WINDOW | CLASS 25 PRIME WINDOW | 290.8601 | 45 | 451.2 | 0 | ResSHWX
DOOR R5 | DOOR R5 | 364.55 | 45 | 600.4688 | 0 | ResSHWX
ProCost Results, Version 1.70a: JPH 03/07/01, 08:13 PM 1/13/2003
Measure Results (2000 $) |  | Measure Input Data | [7 empty] | Savings |  |  | PV Capital |  |  |  | PV O&M |  | Total PV Costs |  |  |  |  | Levelized Cost (mills/kwh) |  |  |  |  | PV Bulk Power System Benefits | [5 empty] | PV Regional Benefits
Category | Measure | Measure Life | Site Savings (kWh) | Capital Cost ($/unit) | Annual O&M Cost ($/unit) | PV Per. Repl. Cost ($/unit) | Load Shape | Div. Load Factor | Bulk Pwr Coin. Factor | Bulk Energy (kWh) | Bulk Demand (kw) | Local Demand (kW) | Spon 1 | Spon 2 | Spon 3 | Cust | Utility | Cust | Spon 1 | Spon 2 | Spon 3 | Cust | Total | Spon 1 | Spon 2 | Spon 3 | Cust | Total | Energy | Bulk T&D Def. Cap. | Act C-E Credit | Total System Benefit | Total non-Consumer Cost | Bulk System B/C Ratio | Local T&D Def.Cap. | Non-E Value | Exter-nalities | Total Regional Benefit | Total Regional Cost | Total Regional B/C Ratio
ATTIC R19 | ATTIC R19 | 45 | 3396.7975 | 732.69 | 0 | 0 | ResSHWX | 0.21 | 0.401 | 3655.8033 | 0.7969 | 1.9873 |  |  | 732.6939 | 0 | 0 | 0 | 0 | 0 | 732.6939 | 0 | 732.6939 | 0 | 0 | 10.8662 | 0 | 10.8662 | 1538.8365 | 44.0946 | 228.0767 | 1809.0083 | 732.6939 | 2.469 | 733.0775 | 0 | 0 | 2542.0857 | 732.6939 | 3.4695
FLOOR R11 | FLOOR R11 | 45 | 1657.3455 | 510 | 0 | 0 | ResSHWX | 0.21 | 0.401 | 1783.7181 | 0.38882 | 0.96962 |  |  | 510.0001 | 0 | 0 | 0 | 0 | 0 | 510.0001 | 0 | 510.0001 | 0 | 0 | 15.5019 | 0 | 15.5019 | 750.8201 | 21.5144 | 111.2819 | 882.6407 | 510.0001 | 1.7307 | 357.679 | 0 | 0 | 1240.3197 | 510.0001 | 2.432
WALL R11 | WALL R11 | 45 | 1838.4874 | 654.12 | 0 | 0 | ResSHWX | 0.21 | 0.401 | 1978.672 | 0.43132 | 1.0756 |  |  | 654.1181 | 0 | 0 | 0 | 0 | 0 | 654.1181 | 0 | 654.1181 | 0 | 0 | 17.9235 | 0 | 17.9235 | 832.882 | 23.8658 | 123.4445 | 979.1101 | 654.1181 | 1.4968 | 396.7718 | 0 | 0 | 1375.882 | 654.1181 | 2.1034
FLOOR R19 | FLOOR R19 | 45 | 441.6812 | 168.83 | 0 | 0 | ResSHWX | 0.21 | 0.401 | 475.3594 | 0.10362 | 0.2584 |  |  | 168.8311 | 0 | 0 | 0 | 0 | 0 | 168.8311 | 0 | 168.8311 | 0 | 0 | 19.2562 | 0 | 19.2562 | 200.0929 | 5.7336 | 29.6565 | 235.223 | 168.8311 | 1.3932 | 95.3211 | 0 | 0 | 330.5441 | 168.8311 | 1.9578
ATTIC R38 | ATTIC R38 | 45 | 653.7164 | 280.81 | 0 | 0 | ResSHWX | 0.21 | 0.401 | 703.5622 | 0.15336 | 0.38245 |  |  | 280.8097 | 0 | 0 | 0 | 0 | 0 | 280.8097 | 0 | 280.8097 | 0 | 0 | 21.6396 | 0 | 21.6396 | 296.1503 | 8.486 | 43.8935 | 348.1451 | 280.8097 | 1.2398 | 141.0813 | 0 | 0 | 489.2264 | 280.8097 | 1.7422
FLOOR R30 | FLOOR R30 | 45 | 370.0467 | 212.5 | 0 | 0 | ResSHWX | 0.21 | 0.401 | 398.2628 | 0.086814 | 0.21649 |  |  | 212.5 | 0 | 0 | 0 | 0 | 0 | 212.5 | 0 | 212.5 | 0 | 0 | 28.9287 | 0 | 28.9287 | 167.6407 | 4.8037 | 24.8466 | 197.0731 | 212.5 | 0.9274 | 79.8614 | 0 | 0 | 276.9345 | 212.5 | 1.3032
CLASS 35 PRIME WINDOW (Energy Star) | CLASS 35 PRIME WINDOW (Energy Star) | 45 | 2502.059 | 1505.16 | 0 | 0 | ResSHWX | 0.21 | 0.401 | 2692.8411 | 0.58699 | 1.4638 |  |  | 1505.1626 | 0 | 0 | 0 | 0 | 0 | 1505.1626 | 0 | 1505.1626 | 0 | 0 | 30.3049 | 0 | 30.3049 | 1133.497 | 32.4798 | 167.9998 | 1332.5038 | 1505.1626 | 0.88529 | 539.9801 | 0 | 0 | 1872.4839 | 1505.1626 | 1.244
FLOOR R38 | FLOOR R38 | 45 | 114.4693 | 110.5 | 0 | 0 | ResSHWX | 0.21 | 0.401 | 123.1976 | 0.026855 | 0.06697 |  |  | 110.5 | 0 | 0 | 0 | 0 | 0 | 110.5 | 0 | 110.5 | 0 | 0 | 48.6295 | 0 | 48.6295 | 51.8575 | 1.486 | 7.686 | 60.9621 | 110.5 | 0.55169 | 24.7041 | 0 | 0 | 85.6662 | 110.5 | 0.77526
INFILTRATION @ O.35 ACH | INFILTRATION @ O.35 ACH | 45 | 412.0896 | 425 | 0 | 0 | ResSHWX | 0.21 | 0.401 | 443.5114 | 0.096678 | 0.24109 |  |  | 425.0001 | 0 | 0 | 0 | 0 | 0 | 425.0001 | 0 | 425.0001 | 0 | 0 | 51.9546 | 0 | 51.9546 | 186.6872 | 5.3494 | 27.6696 | 219.4636 | 425.0001 | 0.51638 | 88.9348 | 0 | 0 | 308.3984 | 425.0001 | 0.72564
ATTIC R49 | ATTIC R49 | 45 | 142.9661 | 154.67 | 0 | 0 | ResSHWX | 0.21 | 0.401 | 153.8672 | 0.03354 | 0.083642 |  |  | 154.6731 | 0 | 0 | 0 | 0 | 0 | 154.6731 | 0 | 154.6731 | 0 | 0 | 54.5015 | 0 | 54.5015 | 64.7673 | 1.8559 | 9.5994 | 76.1384 | 154.6731 | 0.49225 | 30.8541 | 0 | 0 | 106.9925 | 154.6731 | 0.69173
CLASS 25 PRIME WINDOW | CLASS 25 PRIME WINDOW | 45 | 290.8601 | 451.2 | 0 | 0 | ResSHWX | 0.21 | 0.401 | 313.0382 | 0.068237 | 0.17017 |  |  | 451.2001 | 0 | 0 | 0 | 0 | 0 | 451.2001 | 0 | 451.2001 | 0 | 0 | 78.1468 | 0 | 78.1468 | 131.7671 | 3.7757 | 19.5297 | 154.9013 | 451.2001 | 0.34331 | 62.7718 | 0 | 0 | 217.6731 | 451.2001 | 0.48243
DOOR R5 | DOOR R5 | 45 | 364.55 | 600.47 | 0 | 0 | ResSHWX | 0.21 | 0.401 | 392.3469 | 0.085525 | 0.21328 |  |  | 600.4689 | 0 | 0 | 0 | 0 | 0 | 600.4689 | 0 | 600.4689 | 0 | 0 | 82.9774 | 0 | 82.9774 | 165.1505 | 4.7323 | 24.4776 | 194.1458 | 600.4689 | 0.32332 | 78.6751 | 0 | 0 | 272.8209 | 600.4689 | 0.45435
Category Totals (2000 $) |  | Savings Weighted Measure Data | [7 empty] | Savings |  |  | PV Costs |  |  |  | Lvl Cst | PV Bulk Power System Benefits | [5 empty] | PV Regional Benefits
| Category | Weighted Measure Life | Site Savings (kWh) | Capital Cost ($/unit) | Annual O&M Cost ($/unit) | Per. Repl. Cost ($/unit) | Load Shape | Weighted Load Factor | Weighted Coinc. Factor | Bulk Energy (kWh) | Bulk Demand (kw) | Local Demand (kW) | PV Capital | PV Annual O&M | PV Period. Repl. | PV Total Costs | Levelized Cost mills/kWh | Energy | Bulk T&D Def. Cap. | Act C-E Credit | Total System Benefit | Total non-Consumer Cost | Bulk System B/C Ratio | Local T&D Def.Cap. | Non-E Value | Exter-nalities | Total Regional Benefit | Total Regional Cost | Total Regional B/C Ratio
| ATTIC R19 | 45 | 3396.7975 | 732.69 | 0 | 0 |  | 0.21 | 0.401 | 3655.8033 | 0.7969 | 1.9873 | 732.6939 | 0 | 0 | 732.6938 | 10.8662 | 1538.8365 | 44.0946 | 228.0767 | 1809.0083 | 732.6939 | 2.469 | 733.0775 | 0 | 0 | 2542.0857 | 732.6938 | 3.4695
| FLOOR R11 | 45 | 1657.3455 | 510 | 0 | 0 |  | 0.21 | 0.401 | 1783.7181 | 0.38882 | 0.96962 | 510.0001 | 0 | 0 | 510.0001 | 15.5019 | 750.8201 | 21.5144 | 111.2819 | 882.6407 | 510.0001 | 1.7307 | 357.679 | 0 | 0 | 1240.3197 | 510.0001 | 2.432
| WALL R11 | 45 | 1838.4874 | 654.12 | 0 | 0 |  | 0.21 | 0.401 | 1978.672 | 0.43132 | 1.0756 | 654.1181 | 0 | 0 | 654.1182 | 17.9235 | 832.882 | 23.8658 | 123.4445 | 979.1101 | 654.1181 | 1.4968 | 396.7718 | 0 | 0 | 1375.882 | 654.1182 | 2.1034
| FLOOR R19 | 45 | 441.6812 | 168.83 | 0 | 0 |  | 0.21 | 0.401 | 475.3594 | 0.10362 | 0.2584 | 168.8311 | 0 | 0 | 168.8311 | 19.2562 | 200.0929 | 5.7336 | 29.6565 | 235.223 | 168.8311 | 1.3932 | 95.3211 | 0 | 0 | 330.5441 | 168.8311 | 1.9578
| ATTIC R38 | 45 | 653.7164 | 280.81 | 0 | 0 |  | 0.21 | 0.401 | 703.5622 | 0.15336 | 0.38245 | 280.8097 | 0 | 0 | 280.8097 | 21.6396 | 296.1503 | 8.486 | 43.8935 | 348.1451 | 280.8097 | 1.2398 | 141.0813 | 0 | 0 | 489.2264 | 280.8097 | 1.7422
| FLOOR R30 | 45 | 370.0467 | 212.5 | 0 | 0 |  | 0.21 | 0.401 | 398.2628 | 0.086814 | 0.21649 | 212.5 | 0 | 0 | 212.5 | 28.9287 | 167.6407 | 4.8037 | 24.8466 | 197.0731 | 212.5 | 0.9274 | 79.8614 | 0 | 0 | 276.9345 | 212.5 | 1.3032
| CLASS 35 PRIME WINDOW (Energy Star) | 45 | 2502.059 | 1505.16 | 0 | 0 |  | 0.21 | 0.401 | 2692.8411 | 0.58699 | 1.4638 | 1505.1626 | 0 | 0 | 1505.1626 | 30.3049 | 1133.497 | 32.4798 | 167.9998 | 1332.5038 | 1505.1626 | 0.88529 | 539.9801 | 0 | 0 | 1872.4839 | 1505.1626 | 1.244
| FLOOR R38 | 45 | 114.4693 | 110.5 | 0 | 0 |  | 0.21 | 0.401 | 123.1976 | 0.026855 | 0.06697 | 110.5 | 0 | 0 | 110.5 | 48.6295 | 51.8575 | 1.486 | 7.686 | 60.9621 | 110.5 | 0.55169 | 24.7041 | 0 | 0 | 85.6662 | 110.5 | 0.77526
| INFILTRATION @ O.35 ACH | 45 | 412.0896 | 425 | 0 | 0 |  | 0.21 | 0.401 | 443.5114 | 0.096678 | 0.24109 | 425.0001 | 0 | 0 | 425.0001 | 51.9546 | 186.6872 | 5.3494 | 27.6696 | 219.4636 | 425.0001 | 0.51638 | 88.9348 | 0 | 0 | 308.3984 | 425.0001 | 0.72564
| ATTIC R49 | 45 | 142.9661 | 154.67 | 0 | 0 |  | 0.21 | 0.401 | 153.8672 | 0.03354 | 0.083642 | 154.6731 | 0 | 0 | 154.6731 | 54.5015 | 64.7673 | 1.8559 | 9.5994 | 76.1384 | 154.6731 | 0.49225 | 30.8541 | 0 | 0 | 106.9925 | 154.6731 | 0.69173
| CLASS 25 PRIME WINDOW | 45 | 290.8601 | 451.2 | 0 | 0 |  | 0.21 | 0.401 | 313.0382 | 0.068237 | 0.17017 | 451.2001 | 0 | 0 | 451.2001 | 78.1468 | 131.7671 | 3.7757 | 19.5297 | 154.9013 | 451.2001 | 0.34331 | 62.7718 | 0 | 0 | 217.6731 | 451.2001 | 0.48243
| DOOR R5 | 45 | 364.55 | 600.47 | 0 | 0 |  | 0.21 | 0.401 | 392.3469 | 0.085525 | 0.21328 | 600.4689 | 0 | 0 | 600.4689 | 82.9774 | 165.1505 | 4.7323 | 24.4776 | 194.1458 | 600.4689 | 0.32332 | 78.6751 | 0 | 0 | 272.8209 | 600.4689 | 0.45435
Totals for Measures/Categories with Benefits Exceeding Costs
| Totals Basis | Busbar Savings | PV Cost | First Cost | Admin Cost | Program Cost | Program $/KWa | Levelized Cost | PV Benefits | B/C Ratio
| Measures with B/C>1.00 | 8597.115 | 2346.4529 | 2346.45 | 469.2905 | 2815.7434 | 2869.0918 | 17.7574 | 3618.7818 | 1.2852
| Categories with B/C>1.00 | 0 | 0 | 0 | 0 | 0 | 0 | 0 | 5520.1491 | 0
| % of Measures with B/C >1.00 | 8398.3819 | 3768.1079 | 3768.1067 | 753.6213 | 4521.7293 | 4716.4263 | 29.191 | 3535.1291 | 0.78181
| Block 1: x <=10 m/kWh | 0 | 0 | 0 | 0 | 0 | 0 | 0 | 0 | 0
| Block 2: 10< x <=20 m/kWh | 5439.5214 | 1242.694 | 1242.69 | 248.5387 | 1491.2327 | 2401.5347 | 14.8636 | 2289.6566 | 1.5354
| Block 3: 20< x <=30 m/kWh | 3157.5936 | 1103.7589 | 1103.76 | 220.7517 | 1324.5107 | 3674.543 | 22.7425 | 1329.1252 | 1.0035
| Block 4: 30< x <=40 m/kWh | 3091.1038 | 1717.6627 | 1717.66 | 343.5325 | 2061.1951 | 5841.3013 | 36.1531 | 1301.1377 | 0.63125
| Block 5: 40< x <=50 m/kWh | 0 | 0 | 0 | 0 | 0 | 0 | 0 | 0 | 0
| Block 6: 50< x <=60 m/kWh | 123.1976 | 110.5 | 110.5 | 22.1 | 132.6 | 9428.5615 | 58.3554 | 51.8575 | 0.39108
| Block 7: 60m/kWh < x | 1302.7638 | 1631.3422 | 1631.34 | 326.2684 | 1957.6106 | 13163.2988 | 81.4705 | 548.3721 | 0.28012

## 1350SF
Data Set Name
1350
Input Data | [7 empty] | Periodic O&M
Category Name | Measure Name | Savings (kWh/yr.) | Life (yr.) | Capital Cost | Annual O&M | Shape Pointer | Non-E Val ($/yr.) | Cost 1 ($) | Period 1 | Cost 2 ($) | Period 2 | Cost 3 ($) | Period 3
VAULT R19 | VAULT R19 | 2063.1248 | 45 | 349.107 | 0 | ResSHWX
ATTIC R19 | ATTIC R19 | 3816.11 | 45 | 814.583 | 0 | ResSHWX
FLOOR R11 | FLOOR R11 | 2666.1668 | 45 | 810 | 0 | ResSHWX
WALL R11 | WALL R11 | 2335.7201 | 45 | 816.4362 | 0 | ResSHWX
FLOOR R19 | FLOOR R19 | 717.3246 | 45 | 268.1436 | 0 | ResSHWX
ATTIC R38 | ATTIC R38 | 749.1776 | 45 | 312.1942 | 0 | ResSHWX
VAULT R38 | VAULT R38 | 273.8486 | 45 | 133.7975 | 0 | ResSHWX
FLOOR R30 | FLOOR R30 | 604.0572 | 45 | 337.5 | 0 | ResSHWX
CLASS 35 PRIME WINDOW (Energy Star) | CLASS 35 PRIME WINDOW (Energy Star) | 4094.6907 | 45 | 2385.8424 | 0 | ResSHWX
FLOOR R38 | FLOOR R38 | 189.7072 | 45 | 175.5 | 0 | ResSHWX
ATTIC R49 | ATTIC R49 | 165.9405 | 45 | 171.9601 | 0 | ResSHWX
CLASS 25 PRIME WINDOW | CLASS 25 PRIME WINDOW | 494.4344 | 45 | 715.2 | 0 | ResSHWX
DOOR R5 | DOOR R5 | 386.0965 | 45 | 600.4688 | 0 | ResSHWX
INFILTRATION @ O.35 ACH | INFILTRATION @ O.35 ACH | 416.1199 | 45 | 675 | 0 | ResSHWX
VAULT R49 | VAULT R49 | 40.9517 | 45 | 73.6972 | 0 | ResSHWX
ProCost Results, Version 1.70a: JPH 03/07/01, 08:13 PM 1/13/2003
Measure Results (2000 $) |  | Measure Input Data | [7 empty] | Savings |  |  | PV Capital |  |  |  | PV O&M |  | Total PV Costs |  |  |  |  | Levelized Cost (mills/kwh) |  |  |  |  | PV Bulk Power System Benefits | [5 empty] | PV Regional Benefits
Category | Measure | Measure Life | Site Savings (kWh) | Capital Cost ($/unit) | Annual O&M Cost ($/unit) | PV Per. Repl. Cost ($/unit) | Load Shape | Div. Load Factor | Bulk Pwr Coin. Factor | Bulk Energy (kWh) | Bulk Demand (kw) | Local Demand (kW) | Spon 1 | Spon 2 | Spon 3 | Cust | Utility | Cust | Spon 1 | Spon 2 | Spon 3 | Cust | Total | Spon 1 | Spon 2 | Spon 3 | Cust | Total | Energy | Bulk T&D Def. Cap. | Act C-E Credit | Total System Benefit | Total non-Consumer Cost | Bulk System B/C Ratio | Local T&D Def.Cap. | Non-E Value | Exter-nalities | Total Regional Benefit | Total Regional Cost | Total Regional B/C Ratio
VAULT R19 | VAULT R19 | 45 | 2063.1248 | 349.11 | 0 | 0 | ResSHWX | 0.21 | 0.401 | 2220.438 | 0.48402 | 1.207 |  |  | 349.1071 | 0 | 0 | 0 | 0 | 0 | 349.1071 | 0 | 349.1071 | 0 | 0 | 8.5243 | 0 | 8.5243 | 934.6485 | 26.7819 | 138.5277 | 1098.7437 | 349.1071 | 3.1473 | 445.2518 | 0 | 0 | 1543.9955 | 349.1071 | 4.4227
ATTIC R19 | ATTIC R19 | 45 | 3816.11 | 814.58 | 0 | 0 | ResSHWX | 0.21 | 0.401 | 4107.0884 | 0.89527 | 2.2326 |  |  | 814.5832 | 0 | 0 | 0 | 0 | 0 | 814.5832 | 0 | 814.5832 | 0 | 0 | 10.7533 | 0 | 10.7533 | 1728.7959 | 49.5378 | 256.2313 | 2032.3186 | 814.5832 | 2.4949 | 823.571 | 0 | 0 | 2855.8896 | 814.5832 | 3.506
FLOOR R11 | FLOOR R11 | 45 | 2666.1668 | 810 | 0 | 0 | ResSHWX | 0.21 | 0.401 | 2869.462 | 0.62549 | 1.5598 |  |  | 810.0002 | 0 | 0 | 0 | 0 | 0 | 810.0002 | 0 | 810.0002 | 0 | 0 | 15.3047 | 0 | 15.3047 | 1207.842 | 34.6101 | 179.0188 | 1419.9015 | 810.0002 | 1.753 | 575.397 | 0 | 0 | 1995.2985 | 810.0002 | 2.4633
WALL R11 | WALL R11 | 45 | 2335.7201 | 816.44 | 0 | 0 | ResSHWX | 0.21 | 0.401 | 2513.8188 | 0.54797 | 1.3665 |  |  | 816.4364 | 0 | 0 | 0 | 0 | 0 | 816.4364 | 0 | 816.4364 | 0 | 0 | 17.6087 | 0 | 17.6087 | 1058.1412 | 30.3205 | 156.8311 | 1243.9179 | 816.4364 | 1.5236 | 504.0818 | 0 | 0 | 1747.9998 | 816.4364 | 2.141
FLOOR R19 | FLOOR R19 | 45 | 717.3246 | 268.14 | 0 | 0 | ResSHWX | 0.21 | 0.401 | 772.0206 | 0.16829 | 0.41967 |  |  | 268.1437 | 0 | 0 | 0 | 0 | 0 | 268.1437 | 0 | 268.1437 | 0 | 0 | 18.8312 | 0 | 18.8312 | 324.9665 | 9.3118 | 48.1645 | 382.0205 | 268.1437 | 1.4247 | 154.8089 | 0 | 0 | 536.8293 | 268.1437 | 2.002
ATTIC R38 | ATTIC R38 | 45 | 749.1776 | 312.19 | 0 | 0 | ResSHWX | 0.21 | 0.401 | 806.3024 | 0.17576 | 0.4383 |  |  | 312.1943 | 0 | 0 | 0 | 0 | 0 | 312.1943 | 0 | 312.1943 | 0 | 0 | 20.9926 | 0 | 20.9926 | 339.3967 | 9.7252 | 50.3032 | 398.9842 | 312.1943 | 1.278 | 161.6833 | 0 | 0 | 560.6675 | 312.1943 | 1.7959
VAULT R38 | VAULT R38 | 45 | 273.8486 | 133.8 | 0 | 0 | ResSHWX | 0.21 | 0.401 | 294.7296 | 0.064246 | 0.16021 |  |  | 133.7975 | 0 | 0 | 0 | 0 | 0 | 133.7975 | 0 | 133.7975 | 0 | 0 | 24.613 | 0 | 24.613 | 124.0605 | 3.5549 | 18.3875 | 145.8416 | 133.7975 | 1.09 | 59.1005 | 0 | 0 | 204.9421 | 133.7975 | 1.5317
FLOOR R30 | FLOOR R30 | 45 | 604.0572 | 337.5 | 0 | 0 | ResSHWX | 0.21 | 0.401 | 650.1165 | 0.14171 | 0.3534 |  |  | 337.5001 | 0 | 0 | 0 | 0 | 0 | 337.5001 | 0 | 337.5001 | 0 | 0 | 28.1464 | 0 | 28.1464 | 273.6534 | 7.8414 | 40.5592 | 321.6984 | 337.5001 | 0.95318 | 130.3642 | 0 | 0 | 452.0626 | 337.5001 | 1.3394
CLASS 35 PRIME WINDOW (Energy Star) | CLASS 35 PRIME WINDOW (Energy Star) | 45 | 4094.6907 | 2385.84 | 0 | 0 | ResSHWX | 0.21 | 0.401 | 4406.9109 | 0.96063 | 2.3956 |  |  | 2385.8429 | 0 | 0 | 0 | 0 | 0 | 2385.8429 | 0 | 2385.8429 | 0 | 0 | 29.3526 | 0 | 29.3526 | 1855.0001 | 53.1541 | 274.9365 | 2180.6803 | 2385.8429 | 0.91401 | 883.6928 | 0 | 0 | 3064.373 | 2385.8429 | 1.2844
FLOOR R38 | FLOOR R38 | 45 | 189.7072 | 175.5 | 0 | 0 | ResSHWX | 0.21 | 0.401 | 204.1724 | 0.044506 | 0.11099 |  |  | 175.5 | 0 | 0 | 0 | 0 | 0 | 175.5 | 0 | 175.5 | 0 | 0 | 46.6036 | 0 | 46.6036 | 85.9422 | 2.4626 | 12.7378 | 101.031 | 175.5 | 0.57568 | 40.9415 | 0 | 0 | 141.9726 | 175.5 | 0.80896
ATTIC R49 | ATTIC R49 | 45 | 165.9405 | 171.96 | 0 | 0 | ResSHWX | 0.21 | 0.401 | 178.5935 | 0.03893 | 0.097083 |  |  | 171.9601 | 0 | 0 | 0 | 0 | 0 | 171.9601 | 0 | 171.9601 | 0 | 0 | 52.2037 | 0 | 52.2037 | 75.1753 | 2.1541 | 11.142 | 88.3738 | 171.9601 | 0.51392 | 35.8123 | 0 | 0 | 124.1861 | 171.9601 | 0.72218
CLASS 25 PRIME WINDOW | CLASS 25 PRIME WINDOW | 45 | 494.4344 | 715.2 | 0 | 0 | ResSHWX | 0.21 | 0.401 | 532.135 | 0.116 | 0.28927 |  |  | 715.2002 | 0 | 0 | 0 | 0 | 0 | 715.2002 | 0 | 715.2002 | 0 | 0 | 72.8694 | 0 | 72.8694 | 223.9915 | 6.4184 | 33.1986 | 263.3174 | 715.2002 | 0.36817 | 106.706 | 0 | 0 | 370.0234 | 715.2002 | 0.51737
DOOR R5 | DOOR R5 | 45 | 386.0965 | 600.47 | 0 | 0 | ResSHWX | 0.21 | 0.401 | 415.5363 | 0.09058 | 0.22588 |  |  | 600.4689 | 0 | 0 | 0 | 0 | 0 | 600.4689 | 0 | 600.4689 | 0 | 0 | 78.3468 | 0 | 78.3468 | 174.9116 | 5.012 | 25.9243 | 205.6206 | 600.4689 | 0.34243 | 83.3251 | 0 | 0 | 288.9458 | 600.4689 | 0.4812
INFILTRATION @ O.35 ACH | INFILTRATION @ O.35 ACH | 45 | 416.1199 | 675 | 0 | 0 | ResSHWX | 0.21 | 0.401 | 447.849 | 0.097623 | 0.24345 |  |  | 675.0001 | 0 | 0 | 0 | 0 | 0 | 675.0001 | 0 | 675.0001 | 0 | 0 | 81.7169 | 0 | 81.7169 | 188.513 | 5.4017 | 27.9402 | 221.61 | 675.0001 | 0.32831 | 89.8046 | 0 | 0 | 311.4146 | 675.0001 | 0.46135
VAULT R49 | VAULT R49 | 45 | 40.9517 | 73.7 | 0 | 0 | ResSHWX | 0.21 | 0.401 | 44.0743 | 0.0096074 | 0.023959 |  |  | 73.6972 | 0 | 0 | 0 | 0 | 0 | 73.6972 | 0 | 73.6972 | 0 | 0 | 90.6579 | 0 | 90.6579 | 18.5522 | 0.5316 | 2.7497 | 21.8094 | 73.6972 | 0.29593 | 8.838 | 0 | 0 | 30.6473 | 73.6972 | 0.41585
Category Totals (2000 $) |  | Savings Weighted Measure Data | [7 empty] | Savings |  |  | PV Costs |  |  |  | Lvl Cst | PV Bulk Power System Benefits | [5 empty] | PV Regional Benefits
| Category | Weighted Measure Life | Site Savings (kWh) | Capital Cost ($/unit) | Annual O&M Cost ($/unit) | Per. Repl. Cost ($/unit) | Load Shape | Weighted Load Factor | Weighted Coinc. Factor | Bulk Energy (kWh) | Bulk Demand (kw) | Local Demand (kW) | PV Capital | PV Annual O&M | PV Period. Repl. | PV Total Costs | Levelized Cost mills/kWh | Energy | Bulk T&D Def. Cap. | Act C-E Credit | Total System Benefit | Total non-Consumer Cost | Bulk System B/C Ratio | Local T&D Def.Cap. | Non-E Value | Exter-nalities | Total Regional Benefit | Total Regional Cost | Total Regional B/C Ratio
| VAULT R19 | 45 | 2063.1248 | 349.11 | 0 | 0 |  | 0.21 | 0.401 | 2220.438 | 0.48402 | 1.207 | 349.1071 | 0 | 0 | 349.1071 | 8.5243 | 934.6485 | 26.7819 | 138.5277 | 1098.7437 | 349.1071 | 3.1473 | 445.2518 | 0 | 0 | 1543.9955 | 349.1071 | 4.4227
| ATTIC R19 | 45 | 3816.11 | 814.58 | 0 | 0 |  | 0.21 | 0.401 | 4107.0884 | 0.89527 | 2.2326 | 814.5832 | 0 | 0 | 814.5832 | 10.7533 | 1728.7959 | 49.5378 | 256.2313 | 2032.3186 | 814.5832 | 2.4949 | 823.571 | 0 | 0 | 2855.8896 | 814.5832 | 3.506
| FLOOR R11 | 45 | 2666.1668 | 810 | 0 | 0 |  | 0.21 | 0.401 | 2869.462 | 0.62549 | 1.5598 | 810.0002 | 0 | 0 | 810.0002 | 15.3047 | 1207.842 | 34.6101 | 179.0188 | 1419.9015 | 810.0002 | 1.753 | 575.397 | 0 | 0 | 1995.2985 | 810.0002 | 2.4633
| WALL R11 | 45 | 2335.7201 | 816.44 | 0 | 0 |  | 0.21 | 0.401 | 2513.8188 | 0.54797 | 1.3665 | 816.4364 | 0 | 0 | 816.4364 | 17.6087 | 1058.1412 | 30.3205 | 156.8311 | 1243.9179 | 816.4364 | 1.5236 | 504.0818 | 0 | 0 | 1747.9998 | 816.4364 | 2.141
| FLOOR R19 | 45 | 717.3246 | 268.14 | 0 | 0 |  | 0.21 | 0.401 | 772.0206 | 0.16829 | 0.41967 | 268.1437 | 0 | 0 | 268.1436 | 18.8312 | 324.9665 | 9.3118 | 48.1645 | 382.0205 | 268.1437 | 1.4247 | 154.8089 | 0 | 0 | 536.8293 | 268.1436 | 2.002
| ATTIC R38 | 45 | 749.1776 | 312.19 | 0 | 0 |  | 0.21 | 0.401 | 806.3024 | 0.17576 | 0.4383 | 312.1943 | 0 | 0 | 312.1943 | 20.9926 | 339.3967 | 9.7252 | 50.3032 | 398.9842 | 312.1943 | 1.278 | 161.6833 | 0 | 0 | 560.6675 | 312.1943 | 1.7959
| VAULT R38 | 45 | 273.8486 | 133.8 | 0 | 0 |  | 0.21 | 0.401 | 294.7296 | 0.064246 | 0.16021 | 133.7975 | 0 | 0 | 133.7975 | 24.613 | 124.0605 | 3.5549 | 18.3875 | 145.8416 | 133.7975 | 1.09 | 59.1005 | 0 | 0 | 204.9421 | 133.7975 | 1.5317
| FLOOR R30 | 45 | 604.0572 | 337.5 | 0 | 0 |  | 0.21 | 0.401 | 650.1165 | 0.14171 | 0.3534 | 337.5001 | 0 | 0 | 337.5001 | 28.1464 | 273.6534 | 7.8414 | 40.5592 | 321.6984 | 337.5001 | 0.95318 | 130.3642 | 0 | 0 | 452.0626 | 337.5001 | 1.3394
| CLASS 35 PRIME WINDOW (Energy Star) | 45 | 4094.6907 | 2385.84 | 0 | 0 |  | 0.21 | 0.401 | 4406.9109 | 0.96063 | 2.3956 | 2385.8429 | 0 | 0 | 2385.843 | 29.3526 | 1855.0001 | 53.1541 | 274.9365 | 2180.6803 | 2385.8429 | 0.91401 | 883.6928 | 0 | 0 | 3064.373 | 2385.843 | 1.2844
| FLOOR R38 | 45 | 189.7072 | 175.5 | 0 | 0 |  | 0.21 | 0.401 | 204.1724 | 0.044506 | 0.11099 | 175.5 | 0 | 0 | 175.5 | 46.6036 | 85.9422 | 2.4626 | 12.7378 | 101.031 | 175.5 | 0.57568 | 40.9415 | 0 | 0 | 141.9726 | 175.5 | 0.80896
| ATTIC R49 | 45 | 165.9405 | 171.96 | 0 | 0 |  | 0.21 | 0.401 | 178.5935 | 0.03893 | 0.097083 | 171.9601 | 0 | 0 | 171.9601 | 52.2037 | 75.1753 | 2.1541 | 11.142 | 88.3738 | 171.9601 | 0.51392 | 35.8123 | 0 | 0 | 124.1861 | 171.9601 | 0.72218
| CLASS 25 PRIME WINDOW | 45 | 494.4344 | 715.2 | 0 | 0 |  | 0.21 | 0.401 | 532.135 | 0.116 | 0.28927 | 715.2002 | 0 | 0 | 715.2001 | 72.8694 | 223.9915 | 6.4184 | 33.1986 | 263.3174 | 715.2002 | 0.36817 | 106.706 | 0 | 0 | 370.0234 | 715.2001 | 0.51737
| DOOR R5 | 45 | 386.0965 | 600.47 | 0 | 0 |  | 0.21 | 0.401 | 415.5363 | 0.09058 | 0.22588 | 600.4689 | 0 | 0 | 600.4689 | 78.3468 | 174.9116 | 5.012 | 25.9243 | 205.6206 | 600.4689 | 0.34243 | 83.3251 | 0 | 0 | 288.9458 | 600.4689 | 0.4812
| INFILTRATION @ O.35 ACH | 45 | 416.1199 | 675 | 0 | 0 |  | 0.21 | 0.401 | 447.849 | 0.097623 | 0.24345 | 675.0001 | 0 | 0 | 675.0001 | 81.7169 | 188.513 | 5.4017 | 27.9402 | 221.61 | 675.0001 | 0.32831 | 89.8046 | 0 | 0 | 311.4147 | 675.0001 | 0.46136
| VAULT R49 | 45 | 40.9517 | 73.7 | 0 | 0 |  | 0.21 | 0.401 | 44.0743 | 0.0096074 | 0.023959 | 73.6972 | 0 | 0 | 73.6972 | 90.6579 | 18.5522 | 0.5316 | 2.7497 | 21.8094 | 73.6972 | 0.29593 | 8.838 | 0 | 0 | 30.6473 | 73.6972 | 0.41585
Totals for Measures/Categories with Benefits Exceeding Costs
| Totals Basis | Busbar Savings | PV Cost | First Cost | Admin Cost | Program Cost | Program $/KWa | Levelized Cost | PV Benefits | B/C Ratio
| Measures with B/C>1.00 | 13289.1302 | 3370.4647 | 3370.46 | 674.0928 | 4044.5575 | 2666.113 | 16.5011 | 5593.7908 | 1.383
| Categories with B/C>1.00 | 0 | 0 | 0 | 0 | 0 | 0 | 0 | 8613.5906 | 0
| % of Measures with B/C >1.00 | 13567.1843 | 5679.0029 | 5679.0019 | 1135.8004 | 6814.8033 | 4400.1523 | 27.2335 | 5710.8321 | 0.838
| Block 1: x <=10 m/kWh | 0 | 0 | 0 | 0 | 0 | 0 | 0 | 0 | 0
| Block 2: 10< x <=20 m/kWh | 9196.9884 | 1973.6904 | 1973.69 | 394.738 | 2368.4284 | 2255.8943 | 13.9622 | 3871.2864 | 1.6345
| Block 3: 20< x <=30 m/kWh | 4386.8714 | 1530.5718 | 1530.57 | 306.1143 | 1836.6861 | 3667.6184 | 22.6997 | 1846.5649 | 1.0054
| Block 4: 30< x <=40 m/kWh | 5057.0274 | 2723.343 | 2723.34 | 544.6685 | 3268.0115 | 5660.9897 | 35.0371 | 2128.6535 | 0.65136
| Block 5: 40< x <=50 m/kWh | 0 | 0 | 0 | 0 | 0 | 0 | 0 | 0 | 0
| Block 6: 50< x <=60 m/kWh | 204.1724 | 175.5 | 175.5 | 35.1 | 210.6 | 9035.7773 | 55.9243 | 85.9422 | 0.40808
| Block 7: 60m/kWh < x | 1618.1881 | 2236.3266 | 2236.33 | 447.2652 | 2683.5918 | 14527.5225 | 89.9139 | 681.1436 | 0.25382

## 2184SF
Data Set Name
2184
Input Data
Category Name | Measure Name | Savings (kWh/yr.) | Life (yr.) | Capital Cost | Annual O&M | Shape Pointer
BSMT WALL R11 | BSMT WALL R11 | 6759.9918 | 45 | 299.75 | 0 | ResSHWX
ATTIC R19 | ATTIC R19 | 2902.2108 | 45 | 627.5306 | 0 | ResSHWX
FLOOR R11 | FLOOR R11 | 1427.3735 | 45 | 436.8 | 0 | ResSHWX
WALL R11 | WALL R11 | 3500.9704 | 45 | 1228.2883 | 0 | ResSHWX
FLOOR R19 | FLOOR R19 | 385.4581 | 45 | 144.5989 | 0 | ResSHWX
ATTIC R38 | ATTIC R38 | 576.7169 | 45 | 240.5052 | 0 | ResSHWX
FLOOR R30 | FLOOR R30 | 327.9526 | 45 | 182 | 0 | ResSHWX
CLASS 35 PRIME WINDOW (Energy Star) | CLASS 35 PRIME WINDOW (Energy Star) | 8696.8108 | 45 | 5043.8949 | 0 | ResSHWX
BSMT WALL R21 | BSMT WALL R21 | 658.2106 | 45 | 406.08 | 0 | ResSHWX
FLOOR R38 | FLOOR R38 | 101.4953 | 45 | 94.64 | 0 | ResSHWX
ATTIC R49 | ATTIC R49 | 126.8691 | 45 | 132.473 | 0 | ResSHWX
CLASS 25 PRIME WINDOW | CLASS 25 PRIME WINDOW | 1033.6888 | 45 | 1512 | 0 | ResSHWX
DOOR R5 | DOOR R5 | 382.5392 | 45 | 600.4688 | 0 | ResSHWX
INFILTRATION @ O.35 ACH | INFILTRATION @ O.35 ACH | 416.7352 | 45 | 1092 | 0 | ResSHWX
ProCost Results, Version 1.70a: JPH 03/07/01, 08:13 PM 1/13/2003
Measure Results (2000 $) |  | Measure Input Data | [7 empty] | Savings |  |  | PV Capital |  |  |  | PV O&M |  | Total PV Costs |  |  |  |  | Levelized Cost (mills/kwh) |  |  |  |  | PV Bulk Power System Benefits | [5 empty] | PV Regional Benefits
Category | Measure | Measure Life | Site Savings (kWh) | Capital Cost ($/unit) | Annual O&M Cost ($/unit) | PV Per. Repl. Cost ($/unit) | Load Shape | Div. Load Factor | Bulk Pwr Coin. Factor | Bulk Energy (kWh) | Bulk Demand (kw) | Local Demand (kW) | Spon 1 | Spon 2 | Spon 3 | Cust | Utility | Cust | Spon 1 | Spon 2 | Spon 3 | Cust | Total | Spon 1 | Spon 2 | Spon 3 | Cust | Total | Energy | Bulk T&D Def. Cap. | Act C-E Credit | Total System Benefit | Total non-Consumer Cost | Bulk System B/C Ratio | Local T&D Def.Cap. | Non-E Value | Exter-nalities | Total Regional Benefit | Total Regional Cost | Total Regional B/C Ratio
BSMT WALL R11 | BSMT WALL R11 | 45 | 6759.9918 | 299.75 | 0 | 0 | ResSHWX | 0.21 | 0.401 | 7275.4411 | 1.5859 | 3.9549 |  |  | 299.7501 | 0 | 0 | 0 | 0 | 0 | 299.7501 | 0 | 299.7501 | 0 | 0 | 2.2338 | 0 | 2.2338 | 3062.4499 | 87.753 | 453.8971 | 3600.1208 | 299.7501 | 12.0104 | 1458.903 | 0 | 0 | 5059.0239 | 299.7501 | 16.8775
ATTIC R19 | ATTIC R19 | 45 | 2902.2108 | 627.53 | 0 | 0 | ResSHWX | 0.21 | 0.401 | 3123.5044 | 0.68087 | 1.6979 |  |  | 627.5307 | 0 | 0 | 0 | 0 | 0 | 627.5307 | 0 | 627.5307 | 0 | 0 | 10.8926 | 0 | 10.8926 | 1314.7761 | 37.6743 | 194.8679 | 1545.6098 | 627.5307 | 2.463 | 626.3387 | 0 | 0 | 2171.9485 | 627.5307 | 3.4611
FLOOR R11 | FLOOR R11 | 45 | 1427.3735 | 436.8 | 0 | 0 | ResSHWX | 0.21 | 0.401 | 1536.2108 | 0.33487 | 0.83508 |  |  | 436.8001 | 0 | 0 | 0 | 0 | 0 | 436.8001 | 0 | 436.8001 | 0 | 0 | 15.416 | 0 | 15.416 | 646.6369 | 18.5291 | 95.8405 | 760.1662 | 436.8001 | 1.7403 | 308.0476 | 0 | 0 | 1068.2137 | 436.8001 | 2.4455
WALL R11 | WALL R11 | 45 | 3500.9704 | 1228.29 | 0 | 0 | ResSHWX | 0.21 | 0.401 | 3767.9194 | 0.82134 | 2.0482 |  |  | 1228.2886 | 0 | 0 | 0 | 0 | 0 | 1228.2886 | 0 | 1228.2886 | 0 | 0 | 17.6741 | 0 | 17.6741 | 1586.0295 | 45.4469 | 235.0713 | 1864.4869 | 1228.2886 | 1.518 | 755.5594 | 0 | 0 | 2620.0464 | 1228.2886 | 2.1331
FLOOR R19 | FLOOR R19 | 45 | 385.4581 | 144.6 | 0 | 0 | ResSHWX | 0.21 | 0.401 | 414.8493 | 0.09043 | 0.22551 |  |  | 144.5989 | 0 | 0 | 0 | 0 | 0 | 144.5989 | 0 | 144.5989 | 0 | 0 | 18.8979 | 0 | 18.8979 | 174.6224 | 5.0037 | 25.8814 | 205.2807 | 144.5989 | 1.4197 | 83.1874 | 0 | 0 | 288.468 | 144.5989 | 1.995
ATTIC R38 | ATTIC R38 | 45 | 576.7169 | 240.51 | 0 | 0 | ResSHWX | 0.21 | 0.401 | 620.6916 | 0.1353 | 0.33741 |  |  | 240.5053 | 0 | 0 | 0 | 0 | 0 | 240.5053 | 0 | 240.5053 | 0 | 0 | 21.0082 | 0 | 21.0082 | 261.2676 | 7.4865 | 38.7234 | 307.138 | 240.5053 | 1.2771 | 124.4637 | 0 | 0 | 431.6018 | 240.5053 | 1.7946
FLOOR R30 | FLOOR R30 | 45 | 327.9526 | 182 | 0 | 0 | ResSHWX | 0.21 | 0.401 | 352.959 | 0.076939 | 0.19187 |  |  | 182 | 0 | 0 | 0 | 0 | 0 | 182 | 0 | 182 | 0 | 0 | 27.9568 | 0 | 27.9568 | 148.5709 | 4.2572 | 22.0203 | 174.6554 | 182 | 0.95964 | 70.7769 | 0 | 0 | 245.4322 | 182 | 1.3485
CLASS 35 PRIME WINDOW (Energy Star) | CLASS 35 PRIME WINDOW (Energy Star) | 45 | 8696.8108 | 5043.89 | 0 | 0 | ResSHWX | 0.21 | 0.401 | 9359.9427 | 2.0403 | 5.088 |  |  | 5043.896 | 0 | 0 | 0 | 0 | 0 | 5043.896 | 0 | 5043.896 | 0 | 0 | 29.2168 | 0 | 29.2168 | 3939.8787 | 112.8953 | 583.9441 | 4631.5987 | 5043.896 | 0.91826 | 1876.8964 | 0 | 0 | 6508.4951 | 5043.896 | 1.2904
BSMT WALL R21 | BSMT WALL R21 | 45 | 658.2106 | 406.08 | 0 | 0 | ResSHWX | 0.21 | 0.401 | 708.3991 | 0.15442 | 0.38508 |  |  | 406.0801 | 0 | 0 | 0 | 0 | 0 | 406.0801 | 0 | 406.0801 | 0 | 0 | 31.0794 | 0 | 31.0794 | 298.1863 | 8.5444 | 44.1953 | 350.5385 | 406.0801 | 0.86323 | 142.0513 | 0 | 0 | 492.5898 | 406.0801 | 1.213
FLOOR R38 | FLOOR R38 | 45 | 101.4953 | 94.64 | 0 | 0 | ResSHWX | 0.21 | 0.401 | 109.2343 | 0.023811 | 0.059379 |  |  | 94.64 | 0 | 0 | 0 | 0 | 0 | 94.64 | 0 | 94.64 | 0 | 0 | 46.9737 | 0 | 46.9737 | 45.98 | 1.3175 | 6.8149 | 54.0526 | 94.64 | 0.57114 | 21.9041 | 0 | 0 | 75.9568 | 94.64 | 0.80259
ATTIC R49 | ATTIC R49 | 45 | 126.8691 | 132.47 | 0 | 0 | ResSHWX | 0.21 | 0.401 | 136.5429 | 0.029764 | 0.074224 |  |  | 132.473 | 0 | 0 | 0 | 0 | 0 | 132.473 | 0 | 132.473 | 0 | 0 | 52.6015 | 0 | 52.6015 | 57.475 | 1.6469 | 8.5186 | 67.5658 | 132.473 | 0.51003 | 27.3802 | 0 | 0 | 94.946 | 132.473 | 0.71672
CLASS 25 PRIME WINDOW | CLASS 25 PRIME WINDOW | 45 | 1033.6888 | 1512 | 0 | 0 | ResSHWX | 0.21 | 0.401 | 1112.5076 | 0.24251 | 0.60476 |  |  | 1512.0003 | 0 | 0 | 0 | 0 | 0 | 1512.0003 | 0 | 1512.0003 | 0 | 0 | 73.6866 | 0 | 73.6866 | 468.2876 | 13.4186 | 69.4066 | 550.5043 | 1512.0003 | 0.36409 | 223.0849 | 0 | 0 | 773.5892 | 1512.0003 | 0.51163
DOOR R5 | DOOR R5 | 45 | 382.5392 | 600.47 | 0 | 0 | ResSHWX | 0.21 | 0.401 | 411.7078 | 0.089745 | 0.2238 |  |  | 600.4689 | 0 | 0 | 0 | 0 | 0 | 600.4689 | 0 | 600.4689 | 0 | 0 | 79.0753 | 0 | 79.0753 | 173.3001 | 4.9658 | 25.6855 | 203.7262 | 600.4689 | 0.33928 | 82.5574 | 0 | 0 | 286.2836 | 600.4689 | 0.47677
INFILTRATION @ O.35 ACH | INFILTRATION @ O.35 ACH | 45 | 416.7352 | 1092 | 0 | 0 | ResSHWX | 0.21 | 0.401 | 448.5113 | 0.097767 | 0.24381 |  |  | 1092.0002 | 0 | 0 | 0 | 0 | 0 | 1092.0002 | 0 | 1092.0002 | 0 | 0 | 132.0045 | 0 | 132.0046 | 188.7918 | 5.4097 | 27.9815 | 221.9377 | 1092.0002 | 0.20324 | 89.9374 | 0 | 0 | 311.8751 | 1092.0002 | 0.2856
Category Totals (2000 $) |  | Savings Weighted Measure Data | [7 empty] | Savings |  |  | PV Costs |  |  |  | Lvl Cst | PV Bulk Power System Benefits | [5 empty] | PV Regional Benefits
| Category | Weighted Measure Life | Site Savings (kWh) | Capital Cost ($/unit) | Annual O&M Cost ($/unit) | Per. Repl. Cost ($/unit) | Load Shape | Weighted Load Factor | Weighted Coinc. Factor | Bulk Energy (kWh) | Bulk Demand (kw) | Local Demand (kW) | PV Capital | PV Annual O&M | PV Period. Repl. | PV Total Costs | Levelized Cost mills/kWh | Energy | Bulk T&D Def. Cap. | Act C-E Credit | Total System Benefit | Total non-Consumer Cost | Bulk System B/C Ratio | Local T&D Def.Cap. | Non-E Value | Exter-nalities | Total Regional Benefit | Total Regional Cost | Total Regional B/C Ratio
| BSMT WALL R11 | 45 | 6759.9918 | 299.75 | 0 | 0 |  | 0.21 | 0.401 | 7275.4411 | 1.5859 | 3.9549 | 299.7501 | 0 | 0 | 299.7501 | 2.2338 | 3062.4499 | 87.753 | 453.8971 | 3600.1208 | 299.7501 | 12.0104 | 1458.903 | 0 | 0 | 5059.0239 | 299.7501 | 16.8775
| ATTIC R19 | 45 | 2902.2108 | 627.53 | 0 | 0 |  | 0.21 | 0.401 | 3123.5044 | 0.68087 | 1.6979 | 627.5307 | 0 | 0 | 627.5308 | 10.8926 | 1314.7761 | 37.6743 | 194.8679 | 1545.6098 | 627.5307 | 2.463 | 626.3387 | 0 | 0 | 2171.9485 | 627.5308 | 3.4611
| FLOOR R11 | 45 | 1427.3735 | 436.8 | 0 | 0 |  | 0.21 | 0.401 | 1536.2108 | 0.33487 | 0.83508 | 436.8001 | 0 | 0 | 436.8001 | 15.416 | 646.6369 | 18.5291 | 95.8405 | 760.1662 | 436.8001 | 1.7403 | 308.0476 | 0 | 0 | 1068.2139 | 436.8001 | 2.4455
| WALL R11 | 45 | 3500.9704 | 1228.29 | 0 | 0 |  | 0.21 | 0.401 | 3767.9194 | 0.82134 | 2.0482 | 1228.2886 | 0 | 0 | 1228.2886 | 17.6741 | 1586.0295 | 45.4469 | 235.0713 | 1864.4869 | 1228.2886 | 1.518 | 755.5594 | 0 | 0 | 2620.0464 | 1228.2886 | 2.1331
| FLOOR R19 | 45 | 385.4581 | 144.6 | 0 | 0 |  | 0.21 | 0.401 | 414.8493 | 0.09043 | 0.22551 | 144.5989 | 0 | 0 | 144.5989 | 18.8979 | 174.6224 | 5.0037 | 25.8814 | 205.2807 | 144.5989 | 1.4197 | 83.1874 | 0 | 0 | 288.468 | 144.5989 | 1.995
| ATTIC R38 | 45 | 576.7169 | 240.51 | 0 | 0 |  | 0.21 | 0.401 | 620.6916 | 0.1353 | 0.33741 | 240.5053 | 0 | 0 | 240.5052 | 21.0082 | 261.2676 | 7.4865 | 38.7234 | 307.138 | 240.5053 | 1.2771 | 124.4637 | 0 | 0 | 431.6018 | 240.5052 | 1.7946
| FLOOR R30 | 45 | 327.9526 | 182 | 0 | 0 |  | 0.21 | 0.401 | 352.959 | 0.076939 | 0.19187 | 182 | 0 | 0 | 182 | 27.9568 | 148.5709 | 4.2572 | 22.0203 | 174.6554 | 182 | 0.95964 | 70.7769 | 0 | 0 | 245.4322 | 182 | 1.3485
| CLASS 35 PRIME WINDOW (Energy Star) | 45 | 8696.8108 | 5043.89 | 0 | 0 |  | 0.21 | 0.401 | 9359.9427 | 2.0403 | 5.088 | 5043.896 | 0 | 0 | 5043.896 | 29.2168 | 3939.8787 | 112.8953 | 583.9441 | 4631.5987 | 5043.896 | 0.91826 | 1876.8964 | 0 | 0 | 6508.4951 | 5043.896 | 1.2904
| BSMT WALL R21 | 45 | 658.2106 | 406.08 | 0 | 0 |  | 0.21 | 0.401 | 708.3991 | 0.15442 | 0.38508 | 406.0801 | 0 | 0 | 406.0801 | 31.0794 | 298.1863 | 8.5444 | 44.1953 | 350.5385 | 406.0801 | 0.86323 | 142.0513 | 0 | 0 | 492.5898 | 406.0801 | 1.213
| FLOOR R38 | 45 | 101.4953 | 94.64 | 0 | 0 |  | 0.21 | 0.401 | 109.2343 | 0.023811 | 0.059379 | 94.64 | 0 | 0 | 94.64 | 46.9737 | 45.98 | 1.3175 | 6.8149 | 54.0526 | 94.64 | 0.57114 | 21.9041 | 0 | 0 | 75.9568 | 94.64 | 0.80259
| ATTIC R49 | 45 | 126.8691 | 132.47 | 0 | 0 |  | 0.21 | 0.401 | 136.5429 | 0.029764 | 0.074224 | 132.473 | 0 | 0 | 132.473 | 52.6015 | 57.475 | 1.6469 | 8.5186 | 67.5658 | 132.473 | 0.51003 | 27.3802 | 0 | 0 | 94.946 | 132.473 | 0.71672
| CLASS 25 PRIME WINDOW | 45 | 1033.6888 | 1512 | 0 | 0 |  | 0.21 | 0.401 | 1112.5076 | 0.24251 | 0.60476 | 1512.0003 | 0 | 0 | 1512.0004 | 73.6866 | 468.2876 | 13.4186 | 69.4066 | 550.5043 | 1512.0003 | 0.36409 | 223.0849 | 0 | 0 | 773.5892 | 1512.0004 | 0.51163
| DOOR R5 | 45 | 382.5392 | 600.47 | 0 | 0 |  | 0.21 | 0.401 | 411.7078 | 0.089745 | 0.2238 | 600.4689 | 0 | 0 | 600.4689 | 79.0753 | 173.3001 | 4.9658 | 25.6855 | 203.7262 | 600.4689 | 0.33928 | 82.5574 | 0 | 0 | 286.2836 | 600.4689 | 0.47677
| INFILTRATION @ O.35 ACH | 45 | 416.7352 | 1092 | 0 | 0 |  | 0.21 | 0.401 | 448.5113 | 0.097767 | 0.24381 | 1092.0002 | 0 | 0 | 1092.0002 | 132.0046 | 188.7918 | 5.4097 | 27.9815 | 221.9377 | 1092.0002 | 0.20324 | 89.9374 | 0 | 0 | 311.8751 | 1092.0002 | 0.2856
Totals for Measures/Categories with Benefits Exceeding Costs
| Totals Basis | Busbar Savings | PV Cost | First Cost | Admin Cost | Program Cost | Program $/KWa | Levelized Cost | PV Benefits | B/C Ratio
| Measures with B/C>1.00 | 16738.6166 | 2977.4736 | 2977.47 | 595.4946 | 3572.9682 | 1869.8799 | 11.5731 | 7045.7824 | 1.972
| Categories with B/C>1.00 | 0 | 0 | 0 | 0 | 0 | 0 | 0 | 12366.2527 | 0
| % of Measures with B/C >1.00 | 17902.2322 | 7149.4307 | 7149.4284 | 1429.8857 | 8579.3163 | 4198.0693 | 25.9827 | 7535.5828 | 0.87834
| Block 1: x <=10 m/kWh | 7275.4411 | 299.7501 | 299.75 | 59.95 | 359.7001 | 433.0971 | 2.6805 | 3062.4499 | 8.5139
| Block 2: 10< x <=20 m/kWh | 4659.7152 | 1064.3308 | 1064.33 | 212.8661 | 1277.1969 | 2401.0579 | 14.8607 | 1961.4129 | 1.5357
| Block 3: 20< x <=30 m/kWh | 4803.4602 | 1613.3927 | 1613.39 | 322.6785 | 1936.0712 | 3530.7847 | 21.8528 | 2021.9195 | 1.0443
| Block 4: 30< x <=40 m/kWh | 10421.3008 | 5631.9761 | 5631.97 | 1126.395 | 6758.3711 | 5680.9922 | 35.1609 | 4386.6359 | 0.64907
| Block 5: 40< x <=50 m/kWh | 0 | 0 | 0 | 0 | 0 | 0 | 0 | 0 | 0
| Block 6: 50< x <=60 m/kWh | 109.2343 | 94.64 | 94.64 | 18.928 | 113.568 | 9107.5381 | 56.3685 | 45.98 | 0.40487
| Block 7: 60m/kWh < x | 2109.2696 | 3336.9425 | 3336.94 | 667.3884 | 4004.3309 | 16630.373 | 102.9289 | 887.8544 | 0.22172

## UA Optimizer
[16 empty] | 0 | 0 | 0 | 0 |  |  | 0 | 0 | 0 | 0 |  |  | 0 | 0 | 0 | 0 |  |  | 850 sq ft Prototype Use | [5 empty] | 1350 sq ft Prototype Use | [5 empty] | 2184 sq ft Prototype Use
[34 empty] | 20% | 50% | 25% | 5% |  |  | 20% | 50% | 25% | 5% |  |  | 20% | 50% | 25% | 5%
|  | Prototype Component Area |  |  | UA |  |  | Delta UA |  |  | Delta Cost (2000$/SF) | Total Incremental Cost (2000$) |  |  |  | Prototype | 850 |  |  |  |  | Prototype | 1350 |  |  |  |  | Prototype | 2184 |  |  |  |  | Portland | Seattle | Spokane | Missoula | UA | Region | Portland | Seattle | Spokane | Missoula | UA | Region | Portland | Seattle | Spokane | Missoula | UA | Region
Conservation Measure | Uo | 850 | 1350 | 2184 | 850 | 1350 | 2184 | 850 | 1350 | 2184 |  | 850 | 1350 | 2184 | 1600.28 | Measure | $/Delta UA | Delta UA | Delta UA |  |  | Measure | $/Delta UA | Delta UA | Delta Cost |  |  | Measure | $/Delta UA | Delta UA | Delta Cost |  |  | 43977.322 | 50202.1096 | 65026.0182 | 74636.0387 | 1500 | 53884.8257 | 42722.6487 | 48847.2312 | 63476.6481 | 73096.0445 | 1500 | 52492.1096 | 38694.6674 | 44448.0809 | 58612.7454 | 68061.5587 | 1500 | 48019.2382
WALL R0 | 0.15437 | 810 | 1011 | 1521 | 125.041 | 156.0697 | 234.7992 | 0 | 1 | 2 | 0 | 0 | 0 | 0 | 0 | WALL R0 | 0 | 0 | 0 |  |  | WALL R0 | 0 | 1 | 0 |  |  | WALL R0 | 0 | 2 | 0 |  |  | 43308.2918 | 49442.5139 | 64069.9678 | 73547.6707 | 1480 | 53077.7908 | 42054.9956 | 48090.9464 | 62524.0258 | 72010.9874 | 1480 | 51688.0281 | 38040.5801 | 43697.8318 | 57672.9856 | 66982.9769 | 1480 | 47224.4272
WALL R11 | 0.094 | 810 | 1011 | 1521 | 76.14 | 95.034 | 142.974 | 48.901 | 61.0357 | 91.8252 | 0.80755 | 654.118 | 816.4362 | 1228.2883 | 956.9505 | ATTIC R0 | 0 | 0 | 0 |  |  | ATTIC R0 | 0 | 0 | 0 |  |  | ATTIC R0 | 0 | 0 | 0 |  |  | 42639.3202 | 48683.0355 | 63113.8588 | 72460.0059 | 1460 | 52270.8468 | 41387.7527 | 47334.7495 | 61571.4328 | 70926.1647 | 1460 | 50884.0917 | 37386.9616 | 42948.4911 | 56734.017 | 65904.4829 | 1460 | 46430.3662
ATTIC R0 | 0.163 | 850 | 945 | 728 | 138.55 | 154.035 | 118.664 | 0 | 0 | 0 | 0 | 0 | 0 | 0 | 0 | ATTIC R11 | 0 | 0 | 0 |  |  | ATTIC R11 | 0 | 0 | 0 |  |  | ATTIC R11 | 0 | 0 | 0 |  |  | 41970.3487 | 47923.7621 | 62157.7498 | 71372.5461 | 1440 | 51464.0155 | 40720.8321 | 46578.4061 | 60618.8983 | 69841.8986 | 1440 | 50080.189 | 36734.1049 | 42199.707 | 55795.1948 | 64825.9596 | 1440 | 45636.7712
ATTIC R11 | 0.08 | 850 | 945 | 728 | 68 | 75.6 | 58.24 | 0 | 0 | 0 | 0 | 0 | 0 | 0 | 0 | ATTIC R30 | 0 | 0 | 0 |  |  | ATTIC R30 | 0 | 0 | 0 |  |  | ATTIC R30 | 0 | 0 | 0 |  |  | 41301.6994 | 47164.7817 | 61201.8166 | 70285.1157 | 1420 | 50657.4407 | 40054.1166 | 45822.1799 | 59666.2174 | 68757.5154 | 1420 | 49276.3434 | 36082.1272 | 41451.421 | 54856.8708 | 63748.1102 | 1420 | 44843.7592
ATTIC R19 | 0.06 | 850 | 945 | 728 | 51 | 56.7 | 43.68 | 87.55 | 97.335 | 74.984 | 0.86199 | 732.6937 | 814.583 | 627.5306 | 719.6431 | VAULT R0 | 0 | 0 | 0 |  |  | VAULT R0 | 0 | 0 | 0 |  |  | VAULT R0 | 0 | 0 | 0 |  |  | 40633.0794 | 46405.7427 | 60246.0592 | 69197.8904 | 1400 | 49850.8966 | 39387.7234 | 45066.1002 | 58713.39 | 67673.5716 | 1400 | 48472.6209 | 35430.9405 | 40703.9262 | 53918.7518 | 62670.6124 | 1400 | 44051.3698
ATTIC R30 | 0.043 | 850 | 945 | 728 | 36.55 | 40.635 | 31.304 | 0 | 0 | 0 | = | 0 | 0 | 0 | 0 | VAULT R11 | 0 | 0 | 0 |  |  | VAULT R11 | 0 | 0 | 0 |  |  | VAULT R11 | 0 | 0 | 0 |  |  | 39964.4008 | 45646.8796 | 59290.419 | 68110.8995 | 1380 | 49044.4697 | 38721.5646 | 44310.2842 | 57760.7091 | 66589.6572 | 1380 | 47669.1151 | 34779.5195 | 39956.2555 | 52980.9552 | 61594.8432 | 1380 | 43259.0126
ATTIC R38 | 0.039 | 850 | 945 | 728 | 33.15 | 36.855 | 28.392 | 17.85 | 19.845 | 15.288 | 0.33036 | 280.8096 | 312.1942 | 240.5052 | 275.8079 | VAULT R19 | 0 | 0 | 0 |  |  | VAULT R30 | 0 | 0 | 0 |  |  | VAULT R19 | 0 | 0 | 0 |  |  | 39295.7808 | 44888.1043 | 58335.0425 | 67023.9086 | 1360 | 48238.1644 | 38055.2593 | 43554.937 | 56809.0243 | 65505.772 | 1360 | 46866.065 | 34129.0653 | 39208.0867 | 52044.3598 | 60519.5136 | 1360 | 42466.9221
ATTIC R49 | 0.034 | 850 | 945 | 728 | 28.9 | 32.13 | 24.752 | 4.25 | 4.725 | 3.64 | 0.18197 | 154.6731 | 171.9601 | 132.473 | 151.9181 | VAULT R30 | 0 | 0 | 0 |  |  | FLOOR R0 | 0 | 0 | 0 |  |  | VAULT R30 | 0 | 0 | 0 |  |  | 38627.366 | 44129.4755 | 57380.1055 | 65937.1521 | 1340 | 47432.0949 | 37389.2763 | 42799.5898 | 55857.7205 | 64422.0041 | 1340 | 46063.1805 | 33480.1641 | 38460.0352 | 51108.2918 | 59444.77 | 1340 | 41675.3619
VAULT R0 | 0.177 | 0 | 405 | 0 | 0 | 71.685 | 0 | 0 | 0 | 0 | 0 | 0 | 0 | 0 | 0 | VAULT R38 | 0 | 0 | 0 |  |  | CLASS 120 WINDOW | 0 | 0 | 0 |  |  | VAULT R38 | 0 | 0 | 0 |  |  | 37959.1269 | 43371.0812 | 56425.4908 | 64850.3369 | 1320 | 46626.2555 | 36724.0551 | 42044.1254 | 54906.2994 | 63338.0311 | 1320 | 45260.3501 | 32831.9367 | 37712.1301 | 50172.7805 | 58369.9092 | 1320 | 40884.143
VAULT R11 | 0.073 | 0 | 405 | 0 | 0 | 29.565 | 0 | 0 | 0 | 0 | 0 | 0 | 0 | 0 | 0 | VAULT R49 | 0 | 0 | 0 |  |  | BASE CASE WINDOW - CLASS 50 | 0 | 91.5041 | 0 |  |  | VAULT R49 | 0 | 0 | 0 |  |  | 37291.1808 | 42612.6868 | 55471.1398 | 63763.6683 | 1300 | 45820.5479 | 36059.0976 | 41288.9833 | 53954.8198 | 62253.8822 | 1300 | 44457.7102 | 32185.5845 | 36965.7193 | 49237.5623 | 57295.1948 | 1300 | 40094.1269
VAULT R19 | 0.048 | 0 | 405 | 0 | 0 | 19.44 | 0 | 0 | 52.245 | 0 | 0.86199 | 0 | 349.107 | 0 | 132.6607 | FLOOR R0 | 0 | 0 | 0 |  |  | RETROFITTED AVERAGE WINDOW - CLASS 50 | 0 | 91.5041 | 0 |  |  | FLOOR R0 | 0 | 0 | 0 |  |  | 36623.5277 | 41854.3803 | 54516.8473 | 62677.4685 | 1280 | 45014.981 | 35394.4623 | 40534.0463 | 53004.0434 | 61170.4659 | 1280 | 43655.4498 | 31540.7852 | 36220.7149 | 48302.93 | 56221.3595 | 1280 | 39305.315
VAULT R30 | 0.035 | 0 | 405 | 0 | 0 | 14.175 | 0 | 0 | 0 | 0 | 0 | 0 | 0 | 0 | 0 | CLASS 120 WINDOW | 0 | 0 | 0 |  |  | DOOR R2.5 | 0 | 1 | 0 |  |  | CLASS 120 WINDOW | 0 | 0 | 0 |  |  | 35956.1676 | 41096.2496 | 53562.8479 | 61591.6789 | 1260 | 44209.6543 | 34730.3838 | 39779.08 | 52054.3803 | 60087.4304 | 1260 | 42853.5834 | 30898.5057 | 35476.2086 | 47370.5245 | 55147.3484 | 1260 | 38517.804
VAULT R38 | 0.03 | 0 | 405 | 0 | 0 | 12.15 | 0 | 0 | 7.29 | 0 | 0.33036 | 0 | 133.7975 | 0 | 50.8431 | BASE CASE WINDOW - CLASS 50 | 0 | 57.7274 | 0 |  |  | BSMT WALL R0 | 0 | 1 | 0 |  |  | BASE CASE WINDOW - CLASS 50 | 0 | 193.4482 | 0 |  |  | 35288.8954 | 40338.7929 | 52609.0243 | 60505.8013 | 1240 | 43404.7217 | 34066.4518 | 39024.3188 | 51104.688 | 59004.4243 | 1240 | 42051.843 | 30256.8415 | 34734.1049 | 46439.1444 | 54073.3372 | 1240 | 37731.8737
VAULT R49 | 0.027 | 0 | 405 | 0 | 0 | 10.935 | 0 | 0 | 1.215 | 0 | 0.18197 | 0 | 73.6972 | 0 | 28.0049 | RETROFITTED AVERAGE WINDOW - CLASS 50 | 0 | 57.7274 | 0 |  |  | BSMT WALL R11 | 0 | 0 | 0 |  |  | RETROFITTED AVERAGE WINDOW - CLASS 50 | 0 | 193.4482 | 0 |  |  | 34621.6232 | 39581.5412 | 51655.2593 | 59420.041 | 1220 | 42599.9121 | 33402.9886 | 38269.9971 | 50155.2886 | 57921.9748 | 1220 | 41250.5171 | 29616.1735 | 33993.5834 | 45507.3835 | 53001.6701 | 1220 | 36946.9558
FLOOR R0 | 0.10597 | 850 | 1350 | 728 | 90.0728 | 143.0569 | 77.1447 | 0 | 0 | 0 | 0 | 0 | 0 | 0 | 0 | DOOR R2.5 | 0 | 0 | 0 |  |  | BSMT WALL R21 | 0 | 0 | 0 |  |  | DOOR R2.5 | 0 | 2 | 0 |  |  | 33954.5268 | 38824.143 | 50701.5529 | 58334.5737 | 1200 | 41795.0938 | 32739.9648 | 37515.5582 | 49205.8599 | 56839.496 | 1200 | 40449.2118 | 28976.0621 | 33253.6185 | 44576.9118 | 51931.1456 | 1200 | 36162.8069
FLOOR R11 | 0.055 | 850 | 1350 | 728 | 46.75 | 74.25 | 40.04 | 43.3228 | 68.8069 | 37.1047 | 0.6 | 510 | 810 | 436.8 | 593.256 | BSMT WALL R0 | 0 | 0 | 0 |  |  | INFILTRATION @ O.45 ACH | 0 | 0 | 0 |  |  | BSMT WALL R0 | 0 | 2 | 0 |  |  | 33287.8406 | 38066.8034 | 49747.8172 | 57249.3994 | 1180 | 40990.3941 | 32077.4685 | 36761.0021 | 48256.5485 | 55757.0173 | 1180 | 39647.9827 | 28336.7712 | 32514.9136 | 43647.5535 | 50861.588 | 1180 | 35379.7788
FLOOR R19 | 0.041 | 850 | 1350 | 728 | 34.85 | 55.35 | 29.848 | 11.9 | 18.9 | 10.192 | 0.19862 | 168.8311 | 268.1436 | 144.5989 | 196.3923 | BSMT WALL R11 | 0 | 0 | 0 |  |  | 0 | 0 | 0 | 0 |  |  | INFILTRATION @ O.45 ACH | 0 | 0 | 0 |  |  | 32621.3888 | 37309.8447 | 48794.2573 | 56164.3422 | 1160 | 40185.9815 | 31415.2945 | 36006.4459 | 47307.2077 | 54674.6557 | 1160 | 38846.8166 | 27698.7694 | 31777.3806 | 42719.2206 | 49791.884 | 1160 | 34597.8435
FLOOR R30 | 0.029 | 850 | 1350 | 728 | 24.65 | 39.15 | 21.112 | 10.2 | 16.2 | 8.736 | 0.25 | 212.5 | 337.5 | 182 | 247.19 | BSMT WALL R21 | 0 | 0 | 0 |  |  | VAULT R19 | 6.6821 | 52.245 | 349.107 |  |  | 0 | 0 | 0 | 0 |  |  | 31954.9956 | 36553.0618 | 47840.5801 | 55079.5781 | 1140 | 39381.654 | 30753.7357 | 35252.4172 | 46357.7205 | 53592.6458 | 1140 | 38046.0182 | 27061.7052 | 31041.1368 | 41791.005 | 48722.1213 | 1140 | 33816.7668
FLOOR R38 | 0.025 | 850 | 1350 | 728 | 21.25 | 33.75 | 18.2 | 3.4 | 5.4 | 2.912 | 0.13 | 110.5 | 175.5 | 94.64 | 128.5388 | INFILTRATION @ O.45 ACH | 0 | 0 | 0 |  |  | ATTIC R19 | 8.3689 | 97.335 | 814.583 |  |  | BSMT WALL R11 | 1.7303 | 173.232 | 299.75 |  |  | 31288.6903 | 35796.2203 | 46886.903 | 53995.019 | 1120 | 38577.3249 | 30092.6165 | 34498.828 | 45408.2039 | 52511.632 | 1120 | 37245.5699 | 26424.8755 | 30306.6803 | 40862.6135 | 47653.179 | 1120 | 33036.6276
CLASS 120 WINDOW | 1.0949 | 94 | 149 | 315 | 102.9197 | 163.1387 | 344.8905 | 0 | 0 | 0 | 0 | 0 | 0 | 0 | 0 | 0 | 0 | 0 | 0 |  |  | FLOOR R11 | 11.7721 | 68.8069 | 810 |  |  | ATTIC R19 | 8.3689 | 74.984 | 627.5306 |  |  | 30622.5022 | 35039.496 | 45933.4603 | 52910.8409 | 1100 | 37773.1556 | 29431.966 | 33745.7662 | 44458.5409 | 51431.9367 | 1100 | 36445.5084 | 25788.1629 | 29572.3703 | 39935.0132 | 46585.8482 | 1100 | 32256.8635
BASE CASE WINDOW - CLASS 54 | 0.51304 | 94 | 149 | 315 | 48.2259 | 76.4432 | 161.6082 | 54.6938 | 86.6955 | 183.2823 | 0 | 0 | 0 | 0 | 0 | ATTIC R19 | 8.3689 | 87.55 | 732.6937 |  |  | WALL R11 | 13.3764 | 61.0357 | 816.4362 |  |  | FLOOR R11 | 11.7721 | 37.1047 | 436.8 |  |  | 29956.7829 | 34283.0062 | 44980.4278 | 51826.8386 | 1080 | 36969.3085 | 28772.136 | 32992.9095 | 43508.702 | 50352.0363 | 1080 | 35645.6592 | 25151.6261 | 28839.8183 | 39008.3797 | 45518.7518 | 1080 | 31478.2669
RETROFITTED AVERAGE WINDOW - CLASS 50 | 0.48077 | 94 | 149 | 315 | 45.1923 | 71.6346 | 151.4423 | 57.7274 | 91.5041 | 193.4482 | 0 | 0 | 0 | 0 | 0 | FLOOR R11 | 11.7721 | 43.3228 | 510 |  |  | FLOOR R19 | 14.1875 | 18.9 | 268.1436 |  |  | WALL R11 | 13.3764 | 91.8252 | 1228.2883 |  |  | 29291.298 | 33526.7214 | 44028.2742 | 50743.1292 | 1060 | 36165.8453 | 28112.6575 | 32240.1992 | 42559.332 | 49271.8723 | 1060 | 34846.0577 | 24517.1989 | 28108.7606 | 38084.4711 | 44451.5675 | 1060 | 30701.5163
CLASS 35 PRIME WINDOW (Energy Star) | 0.34 | 94 | 149 | 315 | 31.96 | 50.66 | 107.1 | 70.9597 | 112.4787 | 237.7905 | 16.0124 | 1505.1623 | 2385.8424 | 5043.8949 | 3326.0884 | WALL R11 | 13.3764 | 48.901 | 654.118 |  |  | ATTIC R38 | 15.7316 | 19.845 | 312.1942 |  |  | FLOOR R19 | 14.1875 | 10.192 | 144.5989 |  |  | 28625.8717 | 32770.8175 | 43076.2672 | 49659.3906 | 1040 | 35362.6194 | 27453.2376 | 31487.4011 | 41610.5186 | 48191.5324 | 1040 | 34046.5544 | 23883.0941 | 27377.5857 | 37161.295 | 43385.6431 | 1040 | 29925.0176
CLASS 25 PRIME WINDOW | 0.245 | 94 | 149 | 315 | 23.03 | 36.505 | 77.175 | 8.93 | 14.155 | 29.925 | 4.8 | 451.2 | 715.2 | 1512 | 997.056 | FLOOR R19 | 14.1875 | 11.9 | 168.8311 |  |  | VAULT R38 | 18.3536 | 7.29 | 133.7975 |  |  | ATTIC R38 | 15.7316 | 15.288 | 240.5052 |  |  | 27960.4747 | 32015.2945 | 42124.1137 | 48576.0035 | 1020 | 34559.5708 | 26794.2866 | 30734.7202 | 40662.2033 | 47110.9874 | 1020 | 33247.3176 | 23250.6006 | 26646.7917 | 36239.1737 | 42320.8907 | 1020 | 29149.3539
DOOR R2.5 | 0.47 | 40 | 40 | 40 | 18.8 | 18.8 | 18.8 | 0 | 1 | 2 | 0 | 0 | 0 | 0 | 0 | ATTIC R38 | 15.7316 | 17.85 | 280.8096 |  |  | FLOOR R30 | 20.8333 | 16.2 | 337.5 |  |  | FLOOR R30 | 20.8333 | 8.736 | 182 |  |  | 27295.2534 | 31259.9473 | 41172.2238 | 47492.6751 | 1000 | 33756.714 | 26135.5113 | 29982.4202 | 39714.6206 | 46030.4424 | 1000 | 32448.4896 | 22620.334 | 25917.5505 | 35318.4881 | 41258.3651 | 1000 | 28375.3824
DOOR R5 | 0.19 | 40 | 40 | 40 | 7.6 | 7.6 | 7.6 | 11.2 | 11.2 | 11.2 | 15.0117 | 600.4688 | 600.4688 | 600.4688 | 600.4688 | FLOOR R30 | 20.8333 | 10.2 | 212.5 |  |  | CLASS 35 PRIME WINDOW (Energy Star) | 21.2115 | 112.4787 | 2385.8424 |  |  | CLASS 35 PRIME WINDOW (Energy Star) | 21.2115 | 237.7905 | 5043.8949 |  |  | 26630.5303 | 30505.274 | 40220.4805 | 46409.2587 | 980 | 32954.3261 | 25476.8239 | 29230.3545 | 38767.2136 | 44950.3369 | 980 | 31649.8623 | 21989.9795 | 25190.3018 | 34399.5898 | 40196.0738 | 980 | 27602.8479
BSMT WALL R0 | 0.33117 | 0 | 0 | 864 | 0 | 0 | 286.128 | 0 | 1 | 2 | 0 | 0 | 0 | 0 | 0 | CLASS 35 PRIME WINDOW (Energy Star) | 21.2115 | 70.9597 | 1505.1623 |  |  | FLOOR R38 | 32.5 | 5.4 | 175.5 |  |  | BSMT WALL R21 | 21.6092 | 18.792 | 406.08 |  |  | 25965.983 | 29751.3038 | 39268.913 | 45326.0475 | 960 | 32152.3791 | 24819.162 | 28478.7577 | 37820.8907 | 43870.3194 | 960 | 30851.9499 | 21360.9142 | 24464.7817 | 33482.0393 | 39134.5737 | 960 | 26831.8122
BSMT WALL R11 | 0.13067 | 0 | 0 | 864 | 0 | 0 | 112.896 | 0 | 0 | 173.232 | 0.34693 | 0 | 0 | 299.75 | 125.895 | FLOOR R38 | 32.5 | 3.4 | 110.5 |  |  | ATTIC R49 | 36.3937 | 4.725 | 171.9601 |  |  | FLOOR R38 | 32.5 | 2.912 | 94.64 |  |  | 25301.6408 | 28997.4216 | 38318.0193 | 44242.9534 | 940 | 31350.6915 | 24162.3791 | 27727.4539 | 36875.3589 | 42789.7744 | 940 | 30054.5312 | 20733.9584 | 23742.6897 | 32565.5728 | 38073.4544 | 940 | 26063.2025
BSMT WALL R21 | 0.10892 | 0 | 0 | 864 | 0 | 0 | 94.104 | 0 | 0 | 18.792 | 0.47 | 0 | 0 | 406.08 | 170.5536 | INFILTRATION @ O.35 ACH | 34.7222 | 12.24 | 425 |  |  | CLASS 25 PRIME WINDOW | 50.5263 | 14.155 | 715.2 |  |  | ATTIC R49 | 36.3937 | 3.64 | 132.473 |  |  | 24637.8553 | 28243.9203 | 37368.1805 | 43160.1231 | 920 | 30549.5825 | 23506.2408 | 26977.4392 | 35930.9112 | 41710.2256 | 920 | 29258.2069 | 20108.0574 | 23022.4729 | 31649.8389 | 37014.8257 | 920 | 25296.0489
INFILTRATION @ O.45 ACH | 0.0081 | 6800 | 10800 | 17472 | 55.08 | 87.48 | 141.5232 | 0 | 0 | 0 | 0 | 0 | 0 | 0 | 0 | ATTIC R49 | 36.3937 | 4.25 | 154.6731 |  |  | DOOR R5 | 53.6133 | 11.2 | 600.4688 |  |  | CLASS 25 PRIME WINDOW | 50.5263 | 29.925 | 1512 |  |  | 23975.2417 | 27490.8585 | 36419.162 | 42077.5857 | 900 | 29749.1474 | 22851.0401 | 26227.6004 | 34987.2253 | 40631.2921 | 900 | 28462.3791 | 19486.6979 | 22305.0396 | 30737.1228 | 35958.3944 | 900 | 24532.0598
INFILTRATION @ O.35 ACH | 0.0063 | 6800 | 10800 | 17472 | 42.84 | 68.04 | 110.0736 | 12.24 | 12.24 | 12.24 | 0.5 | 425 | 675 | 1092 | 800.14 | CLASS 25 PRIME WINDOW | 50.5263 | 8.93 | 451.2 |  |  | INFILTRATION @ O.35 ACH | 55.1471 | 12.24 | 675 |  |  | DOOR R5 | 53.6133 | 11.2 | 600.4688 |  |  | 23313.683 | 26737.7381 | 35470.7296 | 40996.0738 | 880 | 28949.0917 | 22196.3961 | 25478.5526 | 34044.0082 | 39552.2414 | 880 | 27667.1696 | 18867.741 | 21589.5107 | 29825.6373 | 34905.3326 | 880 | 23769.9795
[16 empty] | DOOR R5 | 53.6133 | 11.2 | 600.4688 |  |  | VAULT R49 | 60.6561 | 1.215 | 73.6972 |  |  | INFILTRATION @ O.35 ACH | 89.2157 | 12.24 | 1092 |  |  | 22652.8274 | 25985.2329 | 34522.2971 | 39914.5327 | 860 | 28149.4829 | 21542.6897 | 24730.0322 | 33101.465 | 38473.8939 | 860 | 26872.615 | 18250.1611 | 20875.7105 | 28914.7378 | 33851.3624 | 860 | 23009.1401
[34 empty] | 21992.5579 | 25232.7864 | 33574.1869 | 38833.6947 | 840 | 27350.1362 | 20888.6317 | 23981.8342 | 32159.4199 | 37396.3961 | 840 | 26078.3182 | 17634.8667 | 20165.104 | 28005.4205 | 32797.9783 | 840 | 22250.7794
[16 empty] | Optomize macro = "Ctl - O" | [17 empty] | 21333.0794 | 24480.6036 | 32626.194 | 37753.5013 | 820 | 26551.1412 | 20235.6285 | 23235.6285 | 31218.5174 | 36319.748 | 820 | 25285.5567 | 17022.5022 | 19458.8339 | 27099.6484 | 31746.2057 | 820 | 21496.1398
Average Existing UA - Based on ELCAP Sample data - Large Prototype assumed to have unheated basement | [33 empty] | 20674.1869 | 23728.5379 | 31678.2596 | 36673.5423 | 800 | 25752.3484 | 19583.9437 | 22490.6241 | 30278.0252 | 35242.6311 | 800 | 24493.7386 | 16411.7492 | 18758.4823 | 26195.5757 | 30696.9528 | 800 | 20745.3326
Prototype |  | 850 | 1350 | 2184 | 1600.28 | [28 empty] | 20016.6715 | 22977.5271 | 30730.3252 | 35594.3159 | 780 | 24954.395 | 18933.8119 | 21746.9382 | 29337.4158 | 34165.7486 | 780 | 23702.8728 | 15802.1682 | 18063.053 | 25296.3082 | 29648.4911 | 780 | 19998.4618
Envelope Area |  | 1794 | 2550 | 3468 | [11 empty] | 850 sq ft | [5 empty] | 1350 sq ft | [5 empty] | 2184sq ft | [5 empty] | 19359.4199 | 22226.7214 | 29782.5374 | 34515.4996 | 760 | 24156.654 | 18284.7055 | 21004.6294 | 28397.7732 | 33089.3642 | 760 | 22913.1673 | 15192.8802 | 17371.9602 | 24400.2344 | 28606.5338 | 760 | 19254.9414
ELCAP Base Sample UA's | Weight | Mean R-Value | Weighted R-Value |  | Weighted Avg.Size | [10 empty] | Measure | UA | Installed Cost (2000$) | Cumulative Cost ($2000) | Use (kWh/yr) | Savings (kWh/yr) | Measure | UA | Installed Cost (2000$) | Cumulative Cost ($2000) | Use (kWh/yr) | Savings (kWh/yr) | Measure | UA | Installed Cost (2000$) | Cumulative Cost ($2000) | Use (kWh/yr) | Savings (kWh/yr) | 18703.3402 | 21475.7691 | 28834.8081 | 33436.3024 | 740 | 23359.0697 | 17636.7712 | 20262.467 | 27459.4199 | 32013.976 | 740 | 22124.1415 | 14586.9616 | 16683.5921 | 23505.2154 | 27570.9054 | 740 | 18514.0375
Pre-60 | 40.7% | 7.16 | 2.914 | [12 empty] | Base | 530.4636 | 0 | 0 | 15070.122 |  | Base | 794.2653 | 0 | 0 | 24266.9682 | 0 | Base | 1221.9497 | 0 | 0 | 37023.4732 | 0 | 18047.6707 | 20725.5201 | 27888.4559 | 32357.3103 | 720 | 22562.2737 | 16993.1439 | 19520.2168 | 26522.0627 | 30940.2871 | 720 | 21336.2672 | 13985.6724 | 15997.9197 | 22611.3683 | 26539.0272 | 720 | 17775.8878
1960/70 | 19.77% | 8.87 | 1.7534 | [12 empty] | ATTIC R19 | 442.9136 | 732.6937 | 732.6937 | 11673.3246 | 3396.7975 | VAULT R19 | 742.0203 | 349.107 | 349.107 | 22203.8434 | 2063.1248 | BSMT WALL R11 | 1048.7177 | 299.75 | 299.75 | 30263.4814 | 6759.9918 | 17392.3235 | 19975.8277 | 26943.0999 | 31278.494 | 700 | 21766.0782 | 16352.0656 | 18780.0176 | 25586.9323 | 29868.7079 | 700 | 20550.5904 | 13389.0126 | 15315.441 | 21719.5429 | 25513.5072 | 700 | 17041.0841
1970/78 | 39.53% | 9.96 | 3.9377 | Weighted Uo | [11 empty] | FLOOR R11 | 399.5907 | 510 | 1242.6937 | 10015.9791 | 1657.3455 | ATTIC R19 | 644.6853 | 814.583 | 1163.69 | 18387.7334 | 3816.11 | ATTIC R19 | 973.7337 | 627.5306 | 927.2806 | 27361.2706 | 2902.2108 | 16737.7967 | 19226.9851 | 25999.4433 | 30199.9414 | 680 | 20970.9098 | 15712.1594 | 18042.2795 | 24654.3803 | 28798.3592 | 680 | 19767.0847 | 12792.9974 | 14634.4858 | 20827.5711 | 24489.5986 | 680 | 16307.2151
| 100% |  | 8.605 | 0.11621 | [11 empty] | WALL R11 | 350.6897 | 654.118 | 1896.8117 | 8177.4917 | 1838.4874 | FLOOR R11 | 575.8784 | 810 | 1973.69 | 15721.5667 | 2666.1668 | FLOOR R11 | 936.629 | 436.8 | 1364.0806 | 25933.897 | 1427.3735 | 16084.3246 | 18479.373 | 25057.5447 | 29122.2092 | 660 | 20177.0481 | 15073.3372 | 17306.5924 | 23723.3812 | 27728.45 | 660 | 18985.2315 | 12197.9197 | 13953.9115 | 19938.5878 | 23469.7041 | 660 | 15574.6718
Weighted Uo of Pre-79 Stock |  | 0.11621 | 0.11621 | 0.11621 | [11 empty] | FLOOR R19 | 338.7897 | 168.8311 | 2065.6429 | 7735.8105 | 441.6812 | WALL R11 | 514.8427 | 816.4362 | 2790.1262 | 13385.8465 | 2335.7201 | WALL R11 | 844.8037 | 1228.2883 | 2592.3689 | 22432.9266 | 3500.9704 | 15432.3469 | 17733.6361 | 24116.32 | 28045.3267 | 640 | 19384.6338 | 14436.8884 | 16571.9895 | 22794.5795 | 26658.453 | 640 | 18204.9399 | 11606.1822 | 13276.3258 | 19055.6109 | 22455.4937 | 640 | 14846.0768
Conductive UA of Pre-79 |  | 208.4834 | 296.3393 | 403.0215 | [11 empty] | ATTIC R38 | 320.9397 | 280.8096 | 2346.4525 | 7082.0942 | 653.7164 | FLOOR R19 | 495.9427 | 268.1436 | 3058.2698 | 12668.522 | 717.3246 | FLOOR R19 | 834.6117 | 144.5989 | 2736.9678 | 22047.4686 | 385.4581 | 14782.3323 | 16989.5986 | 23175.8277 | 26969.2353 | 620 | 18593.6844 | 13804.5708 | 15838.1483 | 21870.378 | 25589.5693 | 620 | 17427.0612 | 11017.4919 | 12605.2154 | 18178.5233 | 21443.3343 | 620 | 14122.9036
Infiltration Load @ 0.45 ACH |  | 55.08 | 87.48 | 141.5232 | [11 empty] | FLOOR R30 | 310.7397 | 212.5 | 2558.9525 | 6712.0475 | 370.0467 | ATTIC R38 | 476.0977 | 312.1942 | 3370.464 | 11919.3443 | 749.1776 | ATTIC R38 | 819.3237 | 240.5052 | 2977.473 | 21470.7516 | 576.7169 | 14134.017 | 16246.9089 | 22236.6247 | 25894.5502 | 600 | 17804.1415 | 13175.4175 | 15108.2332 | 20947.5828 | 24521.7111 | 600 | 16652.1814 | 10433.138 | 11942.6311 | 17309.3173 | 20437.9725 | 600 | 13407.1711
Average Total UA for Pre-79 Stock |  | 263.5634 | 383.8193 | 544.5447 | 427.2728 | [10 empty] | CLASS 35 PRIME WINDOW (Energy Star) | 239.78 | 1505.1623 | 4064.1147 | 4209.9884 | 2502.059 | VAULT R38 | 468.8077 | 133.7975 | 3504.2615 | 11645.4957 | 273.8486 | FLOOR R30 | 810.5877 | 182 | 3159.473 | 21142.799 | 327.9526 | 13486.61 | 15505.0689 | 21299.1796 | 24819.6308 | 580 | 17015.6329 | 12547.3777 | 14382.3909 | 20026.5456 | 23454.9956 | 580 | 15880.0571 | 9853.0911 | 11289.0126 | 16446.7624 | 19440.7852 | 580 | 12698.8544
Average Use of Pre-79 Stock (kWh/yr) |  | 5031.5986 | 8510.7365 | 11458.0398 | 9052.7763 | [10 empty] | FLOOR R38 | 236.38 | 110.5 | 4174.6147 | 4095.5191 | 114.4693 | FLOOR R30 | 452.6077 | 337.5 | 3841.7615 | 11041.4385 | 604.0572 | CLASS 35 PRIME WINDOW (Energy Star) | 572.7972 | 5043.8949 | 8203.3679 | 12445.9882 | 8696.8108 | 12841.6642 | 14764.6938 | 20362.2619 | 23745.1509 | 560 | 16228.5028 | 11919.455 | 13660.4747 | 19109.1415 | 22391.4152 | 560 | 15110.9845 | 9273.9818 | 10644.3891 | 15588.5145 | 18452.0363 | 560 | 11996.7214
[16 empty] | INFILTRATION @ O.35 ACH | 224.14 | 425 | 4599.6147 | 3683.4295 | 412.0896 | CLASS 35 PRIME WINDOW (Energy Star) | 340.129 | 2385.8424 | 6227.6038 | 6946.7478 | 4094.6907 | BSMT WALL R21 | 554.0052 | 406.08 | 8609.4479 | 11787.7776 | 658.2106 | 12200.1172 | 14026.2819 | 19426.9265 | 22672.2238 | 540 | 15443.5072 | 11294.4038 | 12941.7814 | 18194.9018 | 21329.3583 | 540 | 14344.9648 | 8703.8383 | 10003.6039 | 14732.6106 | 17478.3182 | 540 | 11299.6381
[16 empty] | ATTIC R49 | 219.89 | 154.6731 | 4754.2879 | 3540.4635 | 142.9661 | FLOOR R38 | 334.729 | 175.5 | 6403.1038 | 6757.0406 | 189.7072 | FLOOR R38 | 551.0932 | 94.64 | 8704.0879 | 11686.2823 | 101.4953 | 11561.09 | 13289.5107 | 18493.2611 | 21602.9593 | 520 | 14660.4366 | 10672.7805 | 12225.7252 | 17283.7972 | 20268.7665 | 520 | 13581.8063 | 8143.1585 | 9368.8251 | 13885.9654 | 16512.2766 | 520 | 10610.1494
UA Change - Based on C&R Discount Program FY02 ResWX Measure Reports |  |  |  | Pre-ResWxX UA |  |  |  | Post-ResWxX UA |  |  |  | Change in UA |  |  |  | CLASS 25 PRIME WINDOW | 210.96 | 451.2 | 5205.4879 | 3249.6033 | 290.8601 | ATTIC R49 | 330.004 | 171.9601 | 6575.064 | 6591.1 | 165.9405 | ATTIC R49 | 547.4532 | 132.473 | 8836.5609 | 11559.4132 | 126.8691 | 10925.1099 | 12555.3765 | 17561.09 | 20535.9801 | 500 | 13879.7817 | 10052.9153 | 11513.7123 | 16375.3882 | 19211.8078 | 500 | 12821.8766 | 7590.4483 | 8739.2616 | 13046.4987 | 15553.9701 | 500 | 9927.0437
Component | Share of ResWx Measures Installed | Pre-ResWX U-Value | Post-ResWX U-Value | 850 | 1350 | 2184 | 1600.28 | 850 | 1350 | 2184 | 1600.28 | 850 | 1350 | 2184 | 1600.28 | DOOR R5 | 199.76 | 600.4688 | 5805.9566 | 2885.0533 | 364.55 | CLASS 25 PRIME WINDOW | 315.849 | 715.2 | 7290.264 | 6096.6657 | 494.4344 | CLASS 25 PRIME WINDOW | 517.5282 | 1512 | 10348.5609 | 10525.7244 | 1033.6888 | 10291.9719 | 11823.0589 | 16632.5813 | 19468.8544 | 480 | 13101.5119 | 9435.7457 | 10805.1568 | 15472.5461 | 18161.4122 | 480 | 12065.9347 | 7045.942 | 8114.8257 | 12207.4128 | 14599.3554 | 480 | 9248.4222
Attic R0 to R19 | 5.662% | 0.163 | 0.06 | 7.8453 | 8.7222 | 6.7193 | 7.7056 | 2.8878 | 3.2106 | 2.4734 | 2.8364 | 4.9575 | 5.5115 | 4.2459 | 4.8692 | [6 empty] | DOOR R5 | 304.649 | 600.4688 | 7890.7327 | 5710.5692 | 386.0965 | DOOR R5 | 506.3282 | 600.4688 | 10949.0296 | 10143.1852 | 382.5392 | 9663.0823 | 11094.6967 | 15707.7937 | 18402.6956 | 460 | 12327.0481 | 8823.9965 | 10102.0217 | 14572.4582 | 17114.2104 | 460 | 11314.6352 | 6506.7975 | 7501.2013 | 11372.5461 | 13655.4644 | 460 | 8577.8699
Attic R19 to R38 | 27.97% | 0.06 | 0.039 | 14.2622 | 15.8562 | 12.2151 | 14.0081 | 9.2704 | 10.3065 | 7.9398 | 9.1053 | 4.9918 | 5.5497 | 4.2753 | 4.9028 | [6 empty] | INFILTRATION @ O.35 ACH | 292.409 | 675 | 8565.7327 | 5294.4493 | 416.1199 | INFILTRATION @ O.35 ACH | 494.0882 | 1092 | 12041.0296 | 9726.4499 | 416.7352 | 7799.121 | 8942.719 | 12957.2224 | 15219.4257 | 400 | 10031.4606 | 7023.7035 | 8037.2107 | 11894.726 | 14003.9262 | 400 | 9097.2238 | 4917.2868 | 5716.7594 | 8927.9812 | 10853.0911 | 400 | 6616.487
Floor R0 to R19 | 21.13% | 0.10597 | 0.041 | 19.036 | 30.2336 | 16.3038 | 22.1435 | 7.3652 | 11.6977 | 6.3081 | 8.5675 | 11.6708 | 18.5359 | 9.9957 | 13.576 | [6 empty] | VAULT R49 | 291.194 | 73.6972 | 8639.4299 | 5253.4976 | 40.9517 | [6 empty] | 7186.2291 | 8234.5737 | 12048.6962 | 14164.3715 | 380 | 9274.9253 | 6434.4858 | 7366.0709 | 11013.1556 | 12981.5705 | 380 | 8372.3 | 4396.2789 | 5145.2388 | 8132.8157 | 9932.6399 | 380 | 5981.7111
Floor R19 to R30 | 5.567% | 0.041 | 0.029 | 1.9402 | 3.0815 | 1.6618 | 2.257 | 1.3724 | 2.1796 | 1.1754 | 1.5964 | 0.56787 | 0.90192 | 0.48637 | 0.66058 | [18 empty] | 6576.5602 | 7532.0539 | 11146.0299 | 13114.5327 | 360 | 8523.5731 | 5854.1752 | 6702.1389 | 10134.8667 | 11967.448 | 360 | 7653.9936 | 3883.3577 | 4585.8775 | 7349.4287 | 9024.7876 | 360 | 5358.2069
Wall R0 to R11 | 16.71% | 0.15437 | 0.094 | 20.8927 | 26.0772 | 39.2318 | 30.5652 | 12.722 | 15.8789 | 23.8891 | 18.6118 | 8.1707 | 10.1983 | 15.3428 | 11.9534 | [18 empty] | 5973.4544 | 6839.2909 | 10249.165 | 12070.1436 | 340 | 7780.1348 | 5280.5157 | 6045.9713 | 9260.1817 | 10960.4454 | 340 | 6942.1565 | 3400.1465 | 4033.3431 | 6590.712 | 8130.0615 | 340 | 4750.8819
Infiltration 0.45 ach to 0.35 ach | 2.338% | 0.0081 | 0.0063 | 1.2877 | 0.70859 | 0.8916 | 0.90127 | 1.0015 | 1.5907 | 2.5733 | 1.8855 | 0.28615 | -0.88207 | -1.6817 | -0.98428 | [18 empty] | 5381.3068 | 6159.0976 | 9360.4747 | 11035.0132 | 320 | 7047.6795 | 4711.3976 | 5400.293 | 8396.6012 | 9963.7269 | 320 | 6239.7627 | 2942.2209 | 3492.47 | 5846.4987 | 7246.9089 | 320 | 4158.6493
Energy Star Prime Window Replacements | 20.62% | 0.51304 | 0.34 | 9.9465 | 15.7662 | 33.3312 | 21.9795 | 6.5917 | 6.5917 | 6.5917 | 6.5917 | 3.3548 | 9.1745 | 26.7395 | 15.3879 | [18 empty] | 4794.0229 | 5489.0126 | 8476.6481 | 10006.4459 | 300 | 6322.7952 | 4150.1904 | 4768.9423 | 7547.114 | 8980.3399 | 300 | 5550.3047 | 2507.0612 | 2975.4175 | 5139.8476 | 6378.9335 | 300 | 3593.0296
UA of Retrofitted Components |  |  |  | 75.2105 | 100.4454 | 110.3545 | 99.5603 | 41.211 | 51.4556 | 50.9507 | 49.1946 | 33.9995 | 48.9898 | 59.4039 | 50.3656 | [18 empty] | 4216.818 | 4830.6768 | 7601.6115 | 8990.8878 | 280 | 5608.6493 | 3600.3809 | 4155.816 | 6710.4014 | 8012.3645 | 280 | 4876.2028 | 2102.2561 | 2483.973 | 4464.2836 | 5520.3047 | 280 | 3054.5239
[34 empty] | 3650.5127 | 4187.6941 | 6733.0794 | 7985.4966 | 260 | 4906.4943 | 3070.4952 | 3555.3179 | 5884.6469 | 7061.1192 | 260 | 4215.9757 | 1722.7659 | 2021.7404 | 3807.0319 | 4680.6036 | 260 | 2541.2115
[34 empty] | 3092.7044 | 3559.6543 | 5876.7946 | 6996.5719 | 240 | 4217.3953 | 2557.5154 | 2970.1436 | 5068.5321 | 6130.3838 | 240 | 3570.2271 | 1362.6135 | 1584.1488 | 3182.7425 | 3894.1401 | 240 | 2054.9897
Uninsulated Pre-1979 UA |  |  |  | Avg.Size | [29 empty] | 2548.6083 | 2946.6452 | 5038.7636 | 6026.2233 | 220 | 3544.0463 | 2056.5192 | 2398.828 | 4273.22 | 5216.4372 | 220 | 2939.8447 | 1029.0653 | 1189.9502 | 2587.782 | 3173.8353 | 220 | 1606.4254
Component | 850 | 1350 | 2184 | 1600.28 | [29 empty] | 2026.4284 | 2358.4237 | 4217.3454 | 5075.7984 | 200 | 2892.6238 | 1577.2927 | 1861.4415 | 3504.5415 | 4321.9748 | 200 | 2338.4134 | 720.6856 | 843.5687 | 2032.5813 | 2482.1565 | 200 | 1198.1746
WALL R0 | 125.041 | 156.0697 | 234.7992 | [30 empty] | 1532.3469 | 1790.126 | 3409.6103 | 4156.3434 | 180 | 2261.7521 | 1142.8655 | 1358.9804 | 2765.8365 | 3454.8784 | 180 | 1772.2663 | 450.6006 | 540.7266 | 1500.1758 | 1851.2745 | 180 | 828.0911
ATTIC R0 | 138.55 | 154.035 | 118.664 | [30 empty] | 1064.4594 | 1258.3944 | 2635.0718 | 3262.6428 | 160 | 1663.9892 | 767.448 | 909.9912 | 2077.1755 | 2624.8462 | 160 | 1259.0214 | 226.0475 | 297.8318 | 1012.3352 | 1280.6036 | 160 | 511.2394
VAULT R0 | 0 | 71.685 | 0 | [30 empty] | 658.7167 | 788.7489 | 1897.9783 | 2399.6191 | 140 | 1120.5933 | 442.9827 | 522.5608 | 1449.0478 | 1838.8808 | 140 | 804.0829 | 73.5423 | 124.6411 | 586.6979 | 805.3326 | 140 | 263.9701
FLOOR R0 | 90.0728 | 143.0569 | 77.1447 | [30 empty] | 336.1266 | 395.8394 | 1231.4386 | 1596.1031 | 120 | 652.8098 | 193.6127 | 234.7788 | 902.6663 | 1161.09 | 120 | 439.833 | 8.2332 | 25.4029 | 261.09 | 418.6932 | 120 | 100.5552
CLASS 120 WINDOW | 102.9197 | 163.1387 | 344.8905 | 227.4307 | [29 empty] | 171.5169 | 198.6549 | 798.977 | 1061.6457 | 100 | 386.4574 | 84.6215 | 105.4826 | 562.3047 | 733.1252 | 100 | 246.8981 | 0.92173 | 5.1773 | 116.1892 | 217.679 | 100 | 42.7043
DOOR R2.5 | 18.8 | 18.8 | 18.8
INFILTRATION @ O.45 ACH | 55.08 | 87.48 | 141.5232
BSMT WALL R0 | 0 | 0 | 286.128
Total UA | 530.4636 | 794.2653 | 1221.9497 | 921.1324
Mean Use (kwh/yr) | 15070.122 | 24266.9682 | 37023.4732 | 27785.3311
Mean Use (kwh/sq ft/yr) | 17.7296 | 17.9755 | 16.9521 | 17.3628
Average Pre-79 PreWeatherizarion UA in 2000 |  |  |  | Avg.Size
Component | 850 | 1350 | 2184 | 1600.28
Wall R11 | 76.14 | 95.034 | 142.974
ATTIC R19 | 51 | 56.7 | 43.68
VAULT R19 | 0 | 19.44 | 0
FLOOR R19 | 34.85 | 55.35 | 29.848
CLASS 120 WINDOW | 102.9197 | 163.1387 | 344.8905 | 227.4307
DOOR R2.5 | 18.8 | 18.8 | 18.8
INFILTRATION @ O.45 ACH | 55.08 | 87.48 | 141.5232
BSMT WALL R21 | 0 | 0 | 94.104
Total UA | 338.7897 | 495.9427 | 815.8197 | 598.8604
Mean Use (kwh/yr) | 7735.8105 | 12668.522 | 21339.2102 | 15323.6687
Mean Use (kwh/sq ft/yr) | 9.101 | 9.3841 | 9.7707 | 9.5756
Use @ Cost Effectiveness Limit in 2025 |  |  |  | Avg.Size
Component | 850 | 1350 | 2184 | 1600.28
Wall R11 | 76.14 | 95.034 | 142.974
ATTIC R38 | 33.15 | 36.855 | 28.392
VAULT R38 | 0 | 12.15 | 0
FLOOR R30 | 24.65 | 39.15 | 21.112
CLASS 35 PRIME WINDOW (Energy Star) | 31.96 | 50.66 | 107.1 | 70.6248
DOOR R2.5 | 18.8 | 18.8 | 18.8
INFILTRATION @ O.45 ACH | 55.08 | 87.48 | 141.5232
BSMT WALL R21 | 0 | 0 | 94.104
Total UA | 239.78 | 340.129 | 554.0052 | 409.8872
Mean Use (kwh/yr) | 4209.9884 | 6946.7478 | 11787.7776 | 8432.6285
Mean Use (kwh/sq ft/yr) | 4.9529 | 5.1457 | 5.3973 | 5.2695
Cost-Effective UA | 239.78 | 340.129 | 554.0052 | 409.8872
C&RD Delta UA | 33.9995 | 48.9898 | 59.4039 | 50.3656
Pre-ResWX UA | 273.7795 | 389.1188 | 613.4091 | 460.2528
Measures Installed in C&RD during FY02 |  |  |  | Incremental Cost | Weight
| 850 | 1350 | 2184 | 1600.28
ATTIC R19 | 732.6937 | 1163.69 | 627.5306 | 852.3038 | 5.662%
ATTIC R38 | 280.8096 | 445.9917 | 240.5052 | 326.6509 | 27.97%
BSMT WALL R21 |  |  | 406.08 | 170.5536 | 0
CLASS 35 PRIME WINDOW (Energy Star) | 1505.1623 | 2385.8424 | 5043.8949 | 3326.0884 | 20.62%
DOOR R5 | 600.4688 | 600.4688 | 600.4688 | 600.4688 | 0
FLOOR R19 | 168.8311 | 268.1436 | 144.5989 | 196.3923 | 21.13%
FLOOR R30 | 212.5 | 337.5 | 182 | 247.19 | 5.567%
INFILTRATION @ O.35 ACH | 425 | 675 | 1092 | 800.14 | 2.338%
Wall R11 | 654.118 | 816.4362 | 1228.2883 | 956.9505 | 16.71%
Total Cost | 4579.5835 | 6693.0726 | 9565.3666 | 7476.7383 | 100%
Weighted Total | 597.1935 | 910.3429 | 1414.5306 | 1230.0255
Incremental Savings - Zone 1
| 850 | 1350 | 2184 | 1600.28 | Weight
ATTIC R19 | 3150.7376 | 5464.0259 | 2694.3695 | 3838.1126 | 5.662%
ATTIC R38 | 603.5528 | 2613.9459 | 533.9147 | 1338.2542 | 27.97%
BSMT WALL R21 |  |  | 609.4755 | 255.9797 | 0%
CLASS 35 PRIME WINDOW (Energy Star) | 2304.7849 | 5701.7541 | 8049.264 | 6008.3144 | 20.62%
DOOR R5 | 333.9321 | 2275.3829 | 352.9723 | 1079.6803 | 0%
FLOOR R19 | 408.3899 | 2584.3709 | 356.9014 | 1213.6375 | 21.13%
FLOOR R30 | 341.5426 | 2478.4639 | 303.6067 | 1137.6396 | 5.567%
INFILTRATION @ O.35 ACH | 378.9487 | 2302.8853 | 384.0794 | 1112.1995 | 2.338%
Wall R11 | 1701.2243 | 4085.5941 | 3244.9151 | 3255.635 | 16.71%
Total Savings | 9223.1129 | 27506.423 | 16529.4985 | 19239.4527 | 100%
Weighted Total Savings | 1220.9824 | 3637.0088 | 2605.5043 | 2720.5717
Incremental Savings - Zone 2
| 850 | 1350 | 2184 | 1600.28 | Weight
ATTIC R19 | 3996.7428 | 6893.7546 | 3401.3068 | 4847.5241 | 5.662%
ATTIC R38 | 780.1302 | 3299.8969 | 681.6298 | 1696.2714 | 27.97%
BSMT WALL R21 |  |  | 791.6253 | 332.4826 | 0%
CLASS 35 PRIME WINDOW (Energy Star) | 3028.5315 | 7312.2935 | 10364.017 | 7737.265 | 20.62%
DOOR R5 | 450.6834 | 2885.2823 | 461.8732 | 1380.5307 | 0%
FLOOR R19 | 524.6205 | 3262.4759 | 455.3296 | 1535.9034 | 21.13%
FLOOR R30 | 443.3667 | 3133.0581 | 388.67 | 1442.4768 | 5.567%
INFILTRATION @ O.35 ACH | 503.2351 | 2923.6682 | 504.5506 | 1423.5522 | 2.338%
Wall R11 | 2175.7036 | 5164.3068 | 4124.2666 | 4129.7693 | 16.71%
Total Savings | 11903.0139 | 34874.7362 | 21173.2687 | 24525.7754 | 100%
Weighted Total Savings | 1579.9553 | 4616.4672 | 3339.5355 | 3472.8535
Incremental Savings - Zone 3
| 850 | 1350 | 2184 | 1600.28 | Weight
ATTIC R19 | 4666.1919 | 8024.7354 | 3986.7737 | 5657.0828 | 5.662%
ATTIC R38 | 923.8539 | 3852.8767 | 803.8898 | 1986.4976 | 27.97%
BSMT WALL R21 |  |  | 924.5231 | 388.2997 | 0%
CLASS 35 PRIME WINDOW (Energy Star) | 3572.8734 | 8575.3115 | 12167.7149 | 9083.6333 | 20.62%
DOOR R5 | 531.8663 | 3361.9416 | 536.6516 | 1609.3048 | 0%
FLOOR R19 | 620.8512 | 3808.7394 | 536.3704 | 1796.7668 | 21.13%
FLOOR R30 | 524.8777 | 3655.6194 | 458.3136 | 1686.6027 | 5.567%
INFILTRATION @ O.35 ACH | 593.8534 | 3407.2283 | 585.3923 | 1659.3822 | 2.338%
Wall R11 | 2569.4811 | 6050.8448 | 4844.0342 | 4847.7116 | 16.71%
Total Savings | 14003.8489 | 40737.2971 | 24843.6637 | 28715.2815 | 100%
Weighted Total Savings | 1863.1126 | 5399.6165 | 3922.0425 | 4071.7346
Incremental Savings - PNW
| 850 | 1350 | 2184 | 1600.28 | Weight
ATTIC R19 | 3396.7975 | 5879.2348 | 2902.2108 | 4132.3973 | 5.662%
ATTIC R38 | 653.7164 | 2812.3024 | 576.7169 | 1441.6393 | 27.97%
BSMT WALL R21 |  |  | 658.2106 | 276.4484 | 0%
CLASS 35 PRIME WINDOW (Energy Star) | 2502.059 | 6157.8155 | 8696.8108 | 6493.0423 | 20.62%
DOOR R5 | 364.55 | 2449.2212 | 382.5392 | 1164.2805 | 0%
FLOOR R19 | 441.6812 | 2780.4494 | 385.4581 | 1306.7994 | 21.13%
FLOOR R30 | 370.0467 | 2667.1819 | 327.9526 | 1225.2786 | 5.567%
INFILTRATION @ O.35 ACH | 412.0896 | 2479.2447 | 416.7352 | 1199.5597 | 2.338%
Wall R11 | 1838.4874 | 4398.8449 | 3500.9704 | 3509.6661 | 16.71%
Total Savings | 9979.4277 | 29624.2948 | 17847.6047 | 20749.1115 | 100%
Weighted Total Savings | 1321.9632 | 3918.4603 | 2813.7349 | 2935.1762
Incremental Savings CASE => PNW Region
| 850 | 1350 | 2184 | 1600.28 | Weight
ATTIC R19 | 3396.7975 | 5879.2348 | 2902.2108 | 4132.3973 | 5.662%
ATTIC R38 | 653.7164 | 2812.3024 | 576.7169 | 1441.6393 | 27.97%
BSMT WALL R21 |  |  | 658.2106 | 276.4484 | 0%
CLASS 35 PRIME WINDOW (Energy Star) | 2502.059 | 6157.8155 | 8696.8108 | 6493.0423 | 20.62%
DOOR R5 | 364.55 | 2449.2212 | 382.5392 | 1164.2805 | 0%
FLOOR R19 | 441.6812 | 2780.4494 | 385.4581 | 1306.7994 | 21.13%
FLOOR R30 | 370.0467 | 2667.1819 | 327.9526 | 1225.2786 | 5.567%
INFILTRATION @ O.35 ACH | 412.0896 | 2479.2447 | 416.7352 | 1199.5597 | 2.338%
Wall R11 | 1838.4874 | 4398.8449 | 3500.9704 | 3509.6661 | 16.71%
Total Savings | 9979.4277 | 29624.2948 | 17847.6047 | 20749.1115 | 100%
Weighted Total Savings | 1321.9632 | 3918.4603 | 2813.7349 | 2935.1762
Note on A117: Tom Eckman: Includes Vault area for 1350 prototype
Note on A131: Tom Eckman: Includes Vault area for 1350 prototype
Note on A145: Tom Eckman: Includes Vault area for 1350 prototype
Note on A159: Tom Eckman: Includes Vault area for 1350 prototype
Note on A173: Tom Eckman: Includes Vault area for 1350 prototype
Note on A187: Tom Eckman: Includes Vault area for 1350 prototype

## Cost-Effectiveness Level
Select Climate Zone | [10 empty] | Avg.Size | [10 empty] | 850 sq ft Prototype Use | [5 empty] | 1350 sq ft Prototype Use | [5 empty] | 2184 sq ft Prototype Use | [5 empty] | Pre-ResWX Air Conditioning Load Curves | [16 empty] | Pre-ResWX | Weighted Average AC Loads
Location Climate Data | Portland | Seattle | Spokane | Missoula |  |  | Prototype Size (sq.ft.) | 850 | 1350 | 2184 | 1600.28 | [10 empty] | 20% | 50% | 25% | 5% |  |  | 20% | 50% | 25% | 5% |  |  | 20% | 50% | 25% | 5% |  |  | Loacation | PORTLAND | PORTLAND | PORTLAND | SEATTLE | SEATTLE | SEATTLE | BOISE | BOISE | BOISE | SPOKANE | SPOKANE | SPOKANE | MISSOULA | MISSOULA | MISSOULA | Location | PORTLAND | SEATTLE | BOISE | SPOKANE | MISSOULA
Case Weights => | 20% | 50% | 25% | 5% | 100% |  | Prototype Weight | 20% | 38% | 42% | 100% | [10 empty] | Portland | Seattle | Spokane | Missoula | UA | Region | Portland | Seattle | Spokane | Missoula | UA | Region | Portland | Seattle | Spokane | Missoula | UA | Region | Bldg SF | 850 | 1350 | 2184 | 850 | 1350 | 2184 | 850 | 1350 | 2184 | 850 | 1350 | 2184 | 850 | 1350 | 2184 |  | 1600.28 | 1600.28 | 1600.28 | 1600.28 | 1600.28
Heating Zone Weight Data | [21 empty] | 43977.322 | 50202.1096 | 65026.0182 | 74636.0387 | 1500 | 53884.8257 | 42722.6487 | 48847.2312 | 63476.6481 | 73096.0445 | 1500 | 52492.1096 | 38694.6674 | 44448.0809 | 58612.7454 | 68061.5587 | 1500 | 48019.2382 | UA @ CE | 273.7795 | 389.1188 | 613.4091 | 273.7795 | 389.1188 | 613.4091 | 273.7795 | 389.1188 | 613.4091 | 273.7795 | 389.1188 | 613.4091 | 273.7795 | 389.1188 | 613.4091 |  | 460.2528 | 460.2528 | 460.2528 | 460.2528 | 460.2528
Heating Zone 1 | 40% | 45% | 15% | 0% | 100% | [16 empty] | 43308.2918 | 49442.5139 | 64069.9678 | 73547.6707 | 1480 | 53077.7908 | 42054.9956 | 48090.9464 | 62524.0258 | 72010.9874 | 1480 | 51688.0281 | 38040.5801 | 43697.8318 | 57672.9856 | 66982.9769 | 1480 | 47224.4272 | UA/SF | 0.32209 | 0.28824 | 0.28086 | 0.32209 | 0.28824 | 0.28086 | 0.32209 | 0.28824 | 0.28086 | 0.32209 | 0.28824 | 0.28086 | 0.32209 | 0.28824 | 0.28086 |  | 0.29191 | 0.29191 | 0.29191 | 0.29191 | 0.29191
Heating Zone 2 | 0% | 7% | 93% | 0% | 100% | [16 empty] | 42639.3202 | 48683.0355 | 63113.8588 | 72460.0059 | 1460 | 52270.8468 | 41387.7527 | 47334.7495 | 61571.4328 | 70926.1647 | 1460 | 50884.0917 | 37386.9616 | 42948.4911 | 56734.017 | 65904.4829 | 1460 | 46430.3662 | AC Load/SF | 1.0609 | 0.68786 | 0.56622 | 0.53908 | 0.32869 | 0.26089 | 2.522 | 1.8482 | 1.6558 | 1.5484 | 1.1028 | 0.96912 | 1.447 | 0.98973 | 0.85436 |  | 0.71138 | 0.34229 | 1.9022 | 1.1358 | 1.0243
Heating Zone 3 | 0% | 0% | 0% | 100% | 100% | [16 empty] | 41970.3487 | 47923.7621 | 62157.7498 | 71372.5461 | 1440 | 51464.0155 | 40720.8321 | 46578.4061 | 60618.8983 | 69841.8986 | 1440 | 50080.189 | 36734.1049 | 42199.707 | 55795.1948 | 64825.9596 | 1440 | 45636.7712 | AC Load Total (kWh) | 901.7564 | 928.6149 | 1236.6283 | 458.214 | 443.7351 | 569.7758 | 2143.7275 | 2495.0966 | 3616.2943 | 1316.1701 | 1488.7541 | 2116.5601 | 1229.9274 | 1336.1304 | 1865.9153 |  | 1052.6088 | 499.568 | 2895.7258 | 1717.9158 | 1537.3995
PNW Region | 20% | 50% | 25% | 5% | 100% | [16 empty] | 41301.6994 | 47164.7817 | 61201.8166 | 70285.1157 | 1420 | 50657.4407 | 40054.1166 | 45822.1799 | 59666.2174 | 68757.5154 | 1420 | 49276.3434 | 36082.1272 | 41451.421 | 54856.8708 | 63748.1102 | 1420 | 44843.7592
Portland | 100% | 0% | 0% | 0% | 100% | [16 empty] | 40633.0794 | 46405.7427 | 60246.0592 | 69197.8904 | 1400 | 49850.8966 | 39387.7234 | 45066.1002 | 58713.39 | 67673.5716 | 1400 | 48472.6209 | 35430.9405 | 40703.9262 | 53918.7518 | 62670.6124 | 1400 | 44051.3698
Seattle | 0% | 100% | 0% | 0% | 100% | [16 empty] | 39964.4008 | 45646.8796 | 59290.419 | 68110.8995 | 1380 | 49044.4697 | 38721.5646 | 44310.2842 | 57760.7091 | 66589.6572 | 1380 | 47669.1151 | 34779.5195 | 39956.2555 | 52980.9552 | 61594.8432 | 1380 | 43259.0126
Boise | 0% | 44% | 56% | 0% | 100% | [16 empty] | 39295.7808 | 44888.1043 | 58335.0425 | 67023.9086 | 1360 | 48238.1644 | 38055.2593 | 43554.937 | 56809.0243 | 65505.772 | 1360 | 46866.065 | 34129.0653 | 39208.0867 | 52044.3598 | 60519.5136 | 1360 | 42466.9221
Spokane | 0% | 0% | 100% | 0% | 100% | [16 empty] | 38627.366 | 44129.4755 | 57380.1055 | 65937.1521 | 1340 | 47432.0949 | 37389.2763 | 42799.5898 | 55857.7205 | 64422.0041 | 1340 | 46063.1805 | 33480.1641 | 38460.0352 | 51108.2918 | 59444.77 | 1340 | 41675.3619
Missoula | 0% | 0% | 0% | 100% | 100% | [10 empty] | Select Cost and Saving Method => | [5 empty] | 37959.1269 | 43371.0812 | 56425.4908 | 64850.3369 | 1320 | 46626.2555 | 36724.0551 | 42044.1254 | 54906.2994 | 63338.0311 | 1320 | 45260.3501 | 32831.9367 | 37712.1301 | 50172.7805 | 58369.9092 | 1320 | 40884.143
4 | 1 | 2 | 3 | 4 | [16 empty] | Prototype Measure Optimization | 37291.1808 | 42612.6868 | 55471.1398 | 63763.6683 | 1300 | 45820.5479 | 36059.0976 | 41288.9833 | 53954.8198 | 62253.8822 | 1300 | 44457.7102 | 32185.5845 | 36965.7193 | 49237.5623 | 57295.1948 | 1300 | 40094.1269
[21 empty] | C&RD Measure Reports | 36623.5277 | 41854.3803 | 54516.8473 | 62677.4685 | 1280 | 45014.981 | 35394.4623 | 40534.0463 | 53004.0434 | 61170.4659 | 1280 | 43655.4498 | 31540.7852 | 36220.7149 | 48302.93 | 56221.3595 | 1280 | 39305.315
*After selecting "Case", Procost must be re-run to update cost-effectiveness calculation for selected case. | [20 empty] | 2 | 35956.1676 | 41096.2496 | 53562.8479 | 61591.6789 | 1260 | 44209.6543 | 34730.3838 | 39779.08 | 52054.3803 | 60087.4304 | 1260 | 42853.5834 | 30898.5057 | 35476.2086 | 47370.5245 | 55147.3484 | 1260 | 38517.804
[22 empty] | 35288.8954 | 40338.7929 | 52609.0243 | 60505.8013 | 1240 | 43404.7217 | 34066.4518 | 39024.3188 | 51104.688 | 59004.4243 | 1240 | 42051.843 | 30256.8415 | 34734.1049 | 46439.1444 | 54073.3372 | 1240 | 37731.8737
This section calculates the cost-effective UA for weatherization from the "Pre-Weatherzation Base | [21 empty] | 34621.6232 | 39581.5412 | 51655.2593 | 59420.041 | 1220 | 42599.9121 | 33402.9886 | 38269.9971 | 50155.2886 | 57921.9748 | 1220 | 41250.5171 | 29616.1735 | 33993.5834 | 45507.3835 | 53001.6701 | 1220 | 36946.9558
| Building UA |  |  | Annual Use/Unit (kWh/yr)) |  |  |  | Annual Savings/Unit (kWh/yr) |  |  |  | Cost/Unit Using UA vs Cumuative Cost Curve Fit |  |  |  | Remaining Potential in "UnWeatherized" Pre-1979 Stock, in 2025 | [5 empty] | 33954.5268 | 38824.143 | 50701.5529 | 58334.5737 | 1200 | 41795.0938 | 32739.9648 | 37515.5582 | 49205.8599 | 56839.496 | 1200 | 40449.2118 | 28976.0621 | 33253.6185 | 44576.9118 | 51931.1456 | 1200 | 36162.8069
Cost Effective UA & Use | 850 | 1350 | 2184 | 850 | 1350 | 2184 | Weighted Use/Unit | 850 | 1350 | 2184 | Weighted Savings/Unit | 850 | 1350 | 2184 | Weighted Cost/Unit | Location | Pre-Weatherization Use (kWh/yr) | Post Weatherization Use (kWh/yr) | Savings (kWh/yr) | Incremental Cost (2000$) |  | 33287.8406 | 38066.8034 | 49747.8172 | 57249.3994 | 1180 | 40990.3941 | 32077.4685 | 36761.0021 | 48256.5485 | 55757.0173 | 1180 | 39647.9827 | 28336.7712 | 32514.9136 | 43647.5535 | 50861.588 | 1180 | 35379.7788 | Post-ResWX Air Conditioning Load Curves | [16 empty] | Pre-ResWX | Weighted Average AC Loads
Average UA & Use of UnInsulated (Pre-1979) Stock in 2000 | 530.4636 | 794.2653 | 1221.9497 | 15070.122 | 24266.9682 | 37023.4732 | 27785.3311 | [8 empty] | Heating Zone 1 | 9228.3269 | 7579.3853 | 1648.9415 | 1550.7263 |  | 32621.3888 | 37309.8447 | 48794.2573 | 56164.3422 | 1160 | 40185.9815 | 31415.2945 | 36006.4459 | 47307.2077 | 54674.6557 | 1160 | 38846.8166 | 27698.7694 | 31777.3806 | 42719.2206 | 49791.884 | 1160 | 34597.8435 | Loacation | PORTLAND | PORTLAND | PORTLAND | SEATTLE | SEATTLE | SEATTLE | BOISE | BOISE | BOISE | SPOKANE | SPOKANE | SPOKANE | MISSOULA | MISSOULA | MISSOULA | Location | PORTLAND | SEATTLE | BOISE | SPOKANE | MISSOULA
Pre-Weatherization UA & Use w/100% Measures | 338.7897 | 495.9427 | 815.8197 | 7735.8105 | 12668.522 | 21339.2102 | 15323.6687 | 7334.3115 | 11598.4463 | 15684.263 | 12461.6623 | 2002.1827 | 2965.5244 | 2598.041 | 2618.513 | Heating Zone 2 | 13019.4771 | 10872.5514 | 2146.9257 | 1550.7263 |  | 31954.9956 | 36553.0618 | 47840.5801 | 55079.5781 | 1140 | 39381.654 | 30753.7357 | 35252.4172 | 46357.7205 | 53592.6458 | 1140 | 38046.0182 | 27061.7052 | 31041.1368 | 41791.005 | 48722.1213 | 1140 | 33816.7668 | Bldg SF | 850 | 1350 | 2184 | 850 | 1350 | 2184 | 850 | 1350 | 2184 | 850 | 1350 | 2184 | 850 | 1350 | 2184 |  | 1600.28 | 1600.28 | 1600.28 | 1600.28 | 1600.28
Pre-Weaherization UA & Use Adj. For C&RD | 273.7795 | 389.1188 | 613.4091 | 5390.2629 | 8702.8212 | 13887.036 | 10217.6798 | 2345.5476 | 3965.7007 | 7452.1742 | 5105.989 | 3249.1543 | 5089.958 | 6991.2329 | 5520.3327 | Heating Zone 3 | 15221.0282 | 12714.3829 | 2506.6453 | 1616.16 |  | 31288.6903 | 35796.2203 | 46886.903 | 53995.019 | 1120 | 38577.3249 | 30092.6165 | 34498.828 | 45408.2039 | 52511.632 | 1120 | 37245.5699 | 26424.8755 | 30306.6803 | 40862.6135 | 47653.179 | 1120 | 33036.6276 | UA @ CE | 239.78 | 340.129 | 554.0052 | 239.78 | 340.129 | 554.0052 | 239.78 | 340.129 | 554.0052 | 239.78 | 340.129 | 554.0052 | 239.78 | 340.129 | 554.0052 |  | 409.8872 | 409.8872 | 409.8872 | 409.8872 | 409.8872
Case Cost Effective UA & Use of Weatherized Unit=> | 239.78 | 340.129 | 554.0052 | 4209.9884 | 6946.7478 | 11787.7776 | 8432.6285 | 1180.2745 | 1756.0734 | 2099.2583 | 1785.0513 | 4181.83 | 6532.488 | 8934.1608 | 7071.059 | PNW Region | 10217.6798 | 8432.6285 | 1785.0513 | 1550.7263 |  | 30622.5022 | 35039.496 | 45933.4603 | 52910.8409 | 1100 | 37773.1556 | 29431.966 | 33745.7662 | 44458.5409 | 51431.9367 | 1100 | 36445.5084 | 25788.1629 | 29572.3703 | 39935.0132 | 46585.8482 | 1100 | 32256.8635 | UA/SF | 0.28209 | 0.25195 | 0.25367 | 0.28209 | 0.25195 | 0.25367 | 0.28209 | 0.25195 | 0.25367 | 0.28209 | 0.25195 | 0.25367 | 0.28209 | 0.25195 | 0.25367 |  | 0.2587 | 0.2587 | 0.2587 | 0.2587 | 0.2587
| 850 |  | 1350 |  | 2184 |  |  | Incremental Cost Using C&R D Measure Reports |  |  |  | 932.6757 | 1442.53 | 1942.9279 | 1550.7263 | Portland | 8133.5096 | 6676.0488 | 1457.4608 | 1505.5825 |  | 29956.7829 | 34283.0062 | 44980.4278 | 51826.8386 | 1080 | 36969.3085 | 28772.136 | 32992.9095 | 43508.702 | 50352.0363 | 1080 | 35645.6592 | 25151.6261 | 28839.8183 | 39008.3797 | 45518.7518 | 1080 | 31478.2669 | AC Load/SF | 0.9586 | 0.60582 | 0.44429 | 0.48062 | 0.28851 | 0.1967 | 2.2834 | 1.6345 | 1.3854 | 1.3974 | 0.97489 | 0.80186 | 1.3057 | 0.86488 | 0.6791 |  | 0.60853 | 0.28837 | 1.6597 | 0.98672 | 0.87502
| UA | CE? | UA | CE? | UA | CE? | [9 empty] | Seattle | 9044.0077 | 7399.634 | 1644.3737 | 1550.7263 |  | 29291.298 | 33526.7214 | 44028.2742 | 50743.1292 | 1060 | 36165.8453 | 28112.6575 | 32240.1992 | 42559.332 | 49271.8723 | 1060 | 34846.0577 | 24517.1989 | 28108.7606 | 38084.4711 | 44451.5675 | 1060 | 30701.5163 | AC Load Total (kWh) | 814.8094 | 817.8573 | 970.3369 | 408.5305 | 389.4839 | 429.5922 | 1940.8523 | 2206.5963 | 3025.7386 | 1187.8185 | 1316.0959 | 1751.2621 | 1109.8581 | 1167.5845 | 1483.1542 |  | 881.2891 | 410.1387 | 2497.4872 | 1473.2102 | 1288.5785
| 442.9136 | FALSE | 742.0203 | FALSE | 1048.7177 | FALSE | [9 empty] | Boise | 11437.8388 | 9490.8531 | 1946.9857 | 1550.7263 |  | 28625.8717 | 32770.8175 | 43076.2672 | 49659.3906 | 1040 | 35362.6194 | 27453.2376 | 31487.4011 | 41610.5186 | 48191.5324 | 1040 | 34046.5544 | 23883.0941 | 27377.5857 | 37161.295 | 43385.6431 | 1040 | 29925.0176
| 399.5907 | FALSE | 644.6853 | FALSE | 973.7337 | FALSE | [9 empty] | Spokane | 13318.706 | 11133.9538 | 2184.7522 | 1550.7263 |  | 27960.4747 | 32015.2945 | 42124.1137 | 48576.0035 | 1020 | 34559.5708 | 26794.2866 | 30734.7202 | 40662.2033 | 47110.9874 | 1020 | 33247.3176 | 23250.6006 | 26646.7917 | 36239.1737 | 42320.8907 | 1020 | 29149.3539
| 350.6897 | FALSE | 575.8784 | FALSE | 936.629 | FALSE | [9 empty] | Missoula | 15221.0282 | 12714.3829 | 2506.6453 | 1616.16 |  | 27295.2534 | 31259.9473 | 41172.2238 | 47492.6751 | 1000 | 33756.714 | 26135.5113 | 29982.4202 | 39714.6206 | 46030.4424 | 1000 | 32448.4896 | 22620.334 | 25917.5505 | 35318.4881 | 41258.3651 | 1000 | 28375.3824
| 338.7897 | FALSE | 514.8427 | FALSE | 844.8037 | FALSE | [9 empty] | CASE => PNW Region | 10217.6798 | 8432.6285 | 1785.0513 | 1550.7263 |  | 26630.5303 | 30505.274 | 40220.4805 | 46409.2587 | 980 | 32954.3261 | 25476.8239 | 29230.3545 | 38767.2136 | 44950.3369 | 980 | 31649.8623 | 21989.9795 | 25190.3018 | 34399.5898 | 40196.0738 | 980 | 27602.8479
| 320.9397 | FALSE | 495.9427 | FALSE | 834.6117 | FALSE | [15 empty] | 25965.983 | 29751.3038 | 39268.913 | 45326.0475 | 960 | 32152.3791 | 24819.162 | 28478.7577 | 37820.8907 | 43870.3194 | 960 | 30851.9499 | 21360.9142 | 24464.7817 | 33482.0393 | 39134.5737 | 960 | 26831.8122
| 310.7397 | FALSE | 476.0977 | FALSE | 819.3237 | FALSE | [9 empty] | Remaining Potential in "UnWeatherized" Pre-1979 Stock, in 2025 with Cost and Savings based on Measures Reported in C&RD for FY02 | [5 empty] | 25301.6408 | 28997.4216 | 38318.0193 | 44242.9534 | 940 | 31350.6915 | 24162.3791 | 27727.4539 | 36875.3589 | 42789.7744 | 940 | 30054.5312 | 20733.9584 | 23742.6897 | 32565.5728 | 38073.4544 | 940 | 26063.2025
| 239.78 | TRUE | 468.8077 | FALSE | 810.5877 | FALSE | [15 empty] | 24637.8553 | 28243.9203 | 37368.1805 | 43160.1231 | 920 | 30549.5825 | 23506.2408 | 26977.4392 | 35930.9112 | 41710.2256 | 920 | 29258.2069 | 20108.0574 | 23022.4729 | 31649.8389 | 37014.8257 | 920 | 25296.0489
| 239.78 | FALSE | 452.6077 | FALSE | 572.7972 | FALSE | [9 empty] | Location | Pre-Weatherization Use (kWh/yr) | Post Weatherization Use (kWh/yr) | Savings (kWh/yr) | Incremental Cost (2000$) |  | 23975.2417 | 27490.8585 | 36419.162 | 42077.5857 | 900 | 29749.1474 | 22851.0401 | 26227.6004 | 34987.2253 | 40631.2921 | 900 | 28462.3791 | 19486.6979 | 22305.0396 | 30737.1228 | 35958.3944 | 900 | 24532.0598
| 236.38 | FALSE | 340.129 | TRUE | 554.0052 | TRUE | [9 empty] | Heating Zone 1 | 10299.957 | 7579.3853 | 2720.5717 | 1230.0255 |  | 23313.683 | 26737.7381 | 35470.7296 | 40996.0738 | 880 | 28949.0917 | 22196.3961 | 25478.5526 | 34044.0082 | 39552.2414 | 880 | 27667.1696 | 18867.741 | 21589.5107 | 29825.6373 | 34905.3326 | 880 | 23769.9795
| 224.14 | FALSE | 340.129 | FALSE | 554.0052 | FALSE | [9 empty] | Heating Zone 2 | 14345.4049 | 10872.5514 | 3472.8535 | 1230.0255 |  | 22652.8274 | 25985.2329 | 34522.2971 | 39914.5327 | 860 | 28149.4829 | 21542.6897 | 24730.0322 | 33101.465 | 38473.8939 | 860 | 26872.615 | 18250.1611 | 20875.7105 | 28914.7378 | 33851.3624 | 860 | 23009.1401
| 219.89 | FALSE | 334.729 | FALSE | 551.0932 | FALSE | [9 empty] | Heating Zone 3 | 16636.4253 | 12714.3829 | 3922.0425 | 1230.0255 |  | 21992.5579 | 25232.7864 | 33574.1869 | 38833.6947 | 840 | 27350.1362 | 20888.6317 | 23981.8342 | 32159.4199 | 37396.3961 | 840 | 26078.3182 | 17634.8667 | 20165.104 | 28005.4205 | 32797.9783 | 840 | 22250.7794
| 210.96 | FALSE | 330.004 | FALSE | 547.4532 | FALSE | [9 empty] | PNW Region | 11367.8047 | 8432.6285 | 2935.1762 | 1230.0255 |  | 21333.0794 | 24480.6036 | 32626.194 | 37753.5013 | 820 | 26551.1412 | 20235.6285 | 23235.6285 | 31218.5174 | 36319.748 | 820 | 25285.5567 | 17022.5022 | 19458.8339 | 27099.6484 | 31746.2057 | 820 | 21496.1398
| 199.76 | FALSE | 315.849 | FALSE | 517.5282 | FALSE | [9 empty] | CASE => PNW Region | 11367.8047 | 8432.6285 | 2935.1762 | 1230.0255 |  | 20674.1869 | 23728.5379 | 31678.2596 | 36673.5423 | 800 | 25752.3484 | 19583.9437 | 22490.6241 | 30278.0252 | 35242.6311 | 800 | 24493.7386 | 16411.7492 | 18758.4823 | 26195.5757 | 30696.9528 | 800 | 20745.3326
|  |  | 304.649 | FALSE | 506.3282 | FALSE | [15 empty] | 20016.6715 | 22977.5271 | 30730.3252 | 35594.3159 | 780 | 24954.395 | 18933.8119 | 21746.9382 | 29337.4158 | 34165.7486 | 780 | 23702.8728 | 15802.1682 | 18063.053 | 25296.3082 | 29648.4911 | 780 | 19998.4618
|  |  | 292.409 | FALSE | 494.0882 | FALSE | [15 empty] | 19359.4199 | 22226.7214 | 29782.5374 | 34515.4996 | 760 | 24156.654 | 18284.7055 | 21004.6294 | 28397.7732 | 33089.3642 | 760 | 22913.1673 | 15192.8802 | 17371.9602 | 24400.2344 | 28606.5338 | 760 | 19254.9414
|  |  | 291.194 | FALSE | [17 empty] | 18703.3402 | 21475.7691 | 28834.8081 | 33436.3024 | 740 | 23359.0697 | 17636.7712 | 20262.467 | 27459.4199 | 32013.976 | 740 | 22124.1415 | 14586.9616 | 16683.5921 | 23505.2154 | 27570.9054 | 740 | 18514.0375
[22 empty] | 18047.6707 | 20725.5201 | 27888.4559 | 32357.3103 | 720 | 22562.2737 | 16993.1439 | 19520.2168 | 26522.0627 | 30940.2871 | 720 | 21336.2672 | 13985.6724 | 15997.9197 | 22611.3683 | 26539.0272 | 720 | 17775.8878
[22 empty] | 17392.3235 | 19975.8277 | 26943.0999 | 31278.494 | 700 | 21766.0782 | 16352.0656 | 18780.0176 | 25586.9323 | 29868.7079 | 700 | 20550.5904 | 13389.0126 | 15315.441 | 21719.5429 | 25513.5072 | 700 | 17041.0841
This section calculates the cumulative incremental cost/unit of achieving the cost-effective UA over the Pre-79 PreWeatherization Base | [21 empty] | 16737.7967 | 19226.9851 | 25999.4433 | 30199.9414 | 680 | 20970.9098 | 15712.1594 | 18042.2795 | 24654.3803 | 28798.3592 | 680 | 19767.0847 | 12792.9974 | 14634.4858 | 20827.5711 | 24489.5986 | 680 | 16307.2151
Prototype | 850 |  | 1350 |  | 2184 |  | Weighted Average | [14 empty] | 16084.3246 | 18479.373 | 25057.5447 | 29122.2092 | 660 | 20177.0481 | 15073.3372 | 17306.5924 | 23723.3812 | 27728.45 | 660 | 18985.2315 | 12197.9197 | 13953.9115 | 19938.5878 | 23469.7041 | 660 | 15574.6718
Incremental Cost over "UnInsulated Pre-1979" Unit @ CE UA | 4064.1147 |  | 6227.6038 |  | 8609.4479 |  | 6795.2805 | [14 empty] | 15432.3469 | 17733.6361 | 24116.32 | 28045.3267 | 640 | 19384.6338 | 14436.8884 | 16571.9895 | 22794.5795 | 26658.453 | 640 | 18204.9399 | 11606.1822 | 13276.3258 | 19055.6109 | 22455.4937 | 640 | 14846.0768
Incremental Cost over "Un-Weatherized Pre-1979" Unit @ CE UA | 814.9605 |  | 1137.6458 |  | 1618.215 |  | 1274.9478 | [14 empty] | 14782.3323 | 16989.5986 | 23175.8277 | 26969.2353 | 620 | 18593.6844 | 13804.5708 | 15838.1483 | 21870.378 | 25589.5693 | 620 | 17427.0612 | 11017.4919 | 12605.2154 | 18178.5233 | 21443.3343 | 620 | 14122.9036
| 732.6937 | FALSE | 349.107 | FALSE | 299.75 | FALSE | [15 empty] | 14134.017 | 16246.9089 | 22236.6247 | 25894.5502 | 600 | 17804.1415 | 13175.4175 | 15108.2332 | 20947.5828 | 24521.7111 | 600 | 16652.1814 | 10433.138 | 11942.6311 | 17309.3173 | 20437.9725 | 600 | 13407.1711
| 1242.6937 | FALSE | 1163.69 | FALSE | 927.2806 | FALSE | [15 empty] | 13486.61 | 15505.0689 | 21299.1796 | 24819.6308 | 580 | 17015.6329 | 12547.3777 | 14382.3909 | 20026.5456 | 23454.9956 | 580 | 15880.0571 | 9853.0911 | 11289.0126 | 16446.7624 | 19440.7852 | 580 | 12698.8544
| 1896.8117 | FALSE | 1973.69 | FALSE | 1364.0806 | FALSE | [15 empty] | 12841.6642 | 14764.6938 | 20362.2619 | 23745.1509 | 560 | 16228.5028 | 11919.455 | 13660.4747 | 19109.1415 | 22391.4152 | 560 | 15110.9845 | 9273.9818 | 10644.3891 | 15588.5145 | 18452.0363 | 560 | 11996.7214
| 2065.6429 | FALSE | 2790.1262 | FALSE | 2592.3689 | FALSE | [15 empty] | 12200.1172 | 14026.2819 | 19426.9265 | 22672.2238 | 540 | 15443.5072 | 11294.4038 | 12941.7814 | 18194.9018 | 21329.3583 | 540 | 14344.9648 | 8703.8383 | 10003.6039 | 14732.6106 | 17478.3182 | 540 | 11299.6381
| 2346.4525 | FALSE | 3058.2698 | FALSE | 2736.9678 | FALSE | [15 empty] | 11561.09 | 13289.5107 | 18493.2611 | 21602.9593 | 520 | 14660.4366 | 10672.7805 | 12225.7252 | 17283.7972 | 20268.7665 | 520 | 13581.8063 | 8143.1585 | 9368.8251 | 13885.9654 | 16512.2766 | 520 | 10610.1494
| 2558.9525 | FALSE | 3370.464 | FALSE | 2977.473 | FALSE | [15 empty] | 10925.1099 | 12555.3765 | 17561.09 | 20535.9801 | 500 | 13879.7817 | 10052.9153 | 11513.7123 | 16375.3882 | 19211.8078 | 500 | 12821.8766 | 7590.4483 | 8739.2616 | 13046.4987 | 15553.9701 | 500 | 9927.0437
| 4064.1147 | TRUE | 3504.2615 | FALSE | 3159.473 | FALSE | [15 empty] | 10291.9719 | 11823.0589 | 16632.5813 | 19468.8544 | 480 | 13101.5119 | 9435.7457 | 10805.1568 | 15472.5461 | 18161.4122 | 480 | 12065.9347 | 7045.942 | 8114.8257 | 12207.4128 | 14599.3554 | 480 | 9248.4222
| 4064.1147 | FALSE | 3841.7615 | FALSE | 8203.3679 | FALSE | [15 empty] | 9663.0823 | 11094.6967 | 15707.7937 | 18402.6956 | 460 | 12327.0481 | 8823.9965 | 10102.0217 | 14572.4582 | 17114.2104 | 460 | 11314.6352 | 6506.7975 | 7501.2013 | 11372.5461 | 13655.4644 | 460 | 8577.8699
| 4174.6147 | FALSE | 6227.6038 | TRUE | 8609.4479 | TRUE | [15 empty] | 7799.121 | 8942.719 | 12957.2224 | 15219.4257 | 400 | 10031.4606 | 7023.7035 | 8037.2107 | 11894.726 | 14003.9262 | 400 | 9097.2238 | 4917.2868 | 5716.7594 | 8927.9812 | 10853.0911 | 400 | 6616.487
| 4599.6147 | FALSE | 6227.6038 | FALSE | 8609.4479 | FALSE | [15 empty] | 7186.2291 | 8234.5737 | 12048.6962 | 14164.3715 | 380 | 9274.9253 | 6434.4858 | 7366.0709 | 11013.1556 | 12981.5705 | 380 | 8372.3 | 4396.2789 | 5145.2388 | 8132.8157 | 9932.6399 | 380 | 5981.7111
| 4754.2879 | FALSE | 6403.1038 | FALSE | 8704.0879 | FALSE | [15 empty] | 6576.5602 | 7532.0539 | 11146.0299 | 13114.5327 | 360 | 8523.5731 | 5854.1752 | 6702.1389 | 10134.8667 | 11967.448 | 360 | 7653.9936 | 3883.3577 | 4585.8775 | 7349.4287 | 9024.7876 | 360 | 5358.2069
| 5205.4879 | FALSE | 6575.064 | FALSE | 8836.5609 | FALSE | [15 empty] | 5973.4544 | 6839.2909 | 10249.165 | 12070.1436 | 340 | 7780.1348 | 5280.5157 | 6045.9713 | 9260.1817 | 10960.4454 | 340 | 6942.1565 | 3400.1465 | 4033.3431 | 6590.712 | 8130.0615 | 340 | 4750.8819
| 5805.9566 | FALSE | 7290.264 | FALSE | 10348.5609 | FALSE | [15 empty] | 5381.3068 | 6159.0976 | 9360.4747 | 11035.0132 | 320 | 7047.6795 | 4711.3976 | 5400.293 | 8396.6012 | 9963.7269 | 320 | 6239.7627 | 2942.2209 | 3492.47 | 5846.4987 | 7246.9089 | 320 | 4158.6493
|  |  | 7890.7327 | FALSE | 10949.0296 | FALSE | [15 empty] | 4794.0229 | 5489.0126 | 8476.6481 | 10006.4459 | 300 | 6322.7952 | 4150.1904 | 4768.9423 | 7547.114 | 8980.3399 | 300 | 5550.3047 | 2507.0612 | 2975.4175 | 5139.8476 | 6378.9335 | 300 | 3593.0296
|  |  | 8565.7327 | FALSE | 12041.0296 | FALSE | [15 empty] | 4216.818 | 4830.6768 | 7601.6115 | 8990.8878 | 280 | 5608.6493 | 3600.3809 | 4155.816 | 6710.4014 | 8012.3645 | 280 | 4876.2028 | 2102.2561 | 2483.973 | 4464.2836 | 5520.3047 | 280 | 3054.5239
|  |  | 8639.4299 | FALSE | [17 empty] | 3650.5127 | 4187.6941 | 6733.0794 | 7985.4966 | 260 | 4906.4943 | 3070.4952 | 3555.3179 | 5884.6469 | 7061.1192 | 260 | 4215.9757 | 1722.7659 | 2021.7404 | 3807.0319 | 4680.6036 | 260 | 2541.2115
[22 empty] | 3092.7044 | 3559.6543 | 5876.7946 | 6996.5719 | 240 | 4217.3953 | 2557.5154 | 2970.1436 | 5068.5321 | 6130.3838 | 240 | 3570.2271 | 1362.6135 | 1584.1488 | 3182.7425 | 3894.1401 | 240 | 2054.9897
[22 empty] | 2548.6083 | 2946.6452 | 5038.7636 | 6026.2233 | 220 | 3544.0463 | 2056.5192 | 2398.828 | 4273.22 | 5216.4372 | 220 | 2939.8447 | 1029.0653 | 1189.9502 | 2587.782 | 3173.8353 | 220 | 1606.4254
[22 empty] | 2026.4284 | 2358.4237 | 4217.3454 | 5075.7984 | 200 | 2892.6238 | 1577.2927 | 1861.4415 | 3504.5415 | 4321.9748 | 200 | 2338.4134 | 720.6856 | 843.5687 | 2032.5813 | 2482.1565 | 200 | 1198.1746
[22 empty] | 1532.3469 | 1790.126 | 3409.6103 | 4156.3434 | 180 | 2261.7521 | 1142.8655 | 1358.9804 | 2765.8365 | 3454.8784 | 180 | 1772.2663 | 450.6006 | 540.7266 | 1500.1758 | 1851.2745 | 180 | 828.0911
[22 empty] | 1064.4594 | 1258.3944 | 2635.0718 | 3262.6428 | 160 | 1663.9892 | 767.448 | 909.9912 | 2077.1755 | 2624.8462 | 160 | 1259.0214 | 226.0475 | 297.8318 | 1012.3352 | 1280.6036 | 160 | 511.2394
[22 empty] | 658.7167 | 788.7489 | 1897.9783 | 2399.6191 | 140 | 1120.5933 | 442.9827 | 522.5608 | 1449.0478 | 1838.8808 | 140 | 804.0829 | 73.5423 | 124.6411 | 586.6979 | 805.3326 | 140 | 263.9701
[22 empty] | 336.1266 | 395.8394 | 1231.4386 | 1596.1031 | 120 | 652.8098 | 193.6127 | 234.7788 | 902.6663 | 1161.09 | 120 | 439.833 | 8.2332 | 25.4029 | 261.09 | 418.6932 | 120 | 100.5552
[22 empty] | 171.5169 | 198.6549 | 798.977 | 1061.6457 | 100 | 386.4574 | 84.6215 | 105.4826 | 562.3047 | 733.1252 | 100 | 246.8981 | 0.92173 | 5.1773 | 116.1892 | 217.679 | 100 | 42.7043
Note on A22: Tom Eckman: This row assumes that the baseline home is missing all measures.
Note on A23: Tom Eckman: This row assumes that the home is only missing the proportion of measures observed as the "pre" weatherization level of insulation based on the square footage reported in C&R D for FY02

## Lookup Table
Technology, Measure or Practice | Delivery Mechanism or Program | Application | Location
Single Family Weatherization - Zone 1 | Single family unit must meet WeatherWise Program & Specifications for the installation of this measure. | Existing Single Family Residence w/Electric Heat as defined by WeatherWise Specifications | Heating Zone 1
Single Family Weatherization - Zone 2 | Single family unit must meet WeatherWise Program & Specifications for the installation of this measure. | Existing Single Family Residence w/Electric Heat as defined by WeatherWise Specifications | Heating Zone 2
Single Family Weatherization - Zone 3 | Single family unit must meet WeatherWise Program & Specifications for the installation of this measure. | Existing Single Family Residence w/Electric Heat as defined by WeatherWise Specifications | Heating Zone 3
Single Family Weatherization - PNW Average Climate | Single family unit must meet WeatherWise Program & Specifications for the installation of this measure. | Existing Single Family Residence w/Electric Heat as defined by WeatherWise Specifications | PNW Average Climate

## RESWX ECM Inflation DGP
Residential Weatherization Measure Cost - Inflation Adjustment
Data Based on BPA Data Gathering Reports 1985-92
92>2000$
|  |  | Installed Cost /Sq Ft - Single Family | [6 empty] | 1.1664
Measure Category | Code | 1985 | 1986 | 1987 | 1988 | 1989 | 1990 | 1991 | 1992 | 2000$
Attic Insulation | M-1 | 0.51 | 0.55 | 0.57 | 0.56 | 0.58 | 0.62 | 0.64 | 0.68 | 0.79312
Underfloor - Crawl | M-4 | 0.76 | 0.78 | 0.8 | 0.79 | 0.82 | 0.87 | 0.94 | 0.96 | 1.1197
Underfloor-BSMT | M-5 | 0.68 | 0.72 | 0.7 | 0.68 | 0.76 | 0.8 | 0.61 | 1.21 | 1.4113
Basement Wall-Int | M-9 | 0.91 | 1.01 | 1.31 | 1.2 | 1.19 | 1.12 | 1.27 | 1.36 | 1.5862
Wall- Exterior | M-12 | 0.68 | 0.67 | 0.7 | 0.71 | 0.72 | 0.74 | 0.86 | 0.8 | 0.93309
Duct Insulation | M-13 | 2.34 | 2.37 | 2.35 | 2.37 | 2.15 | 2.49 | 2.69 | 2.95 | 3.4408
Storm Windows | M-15 | 7.26 | 8.02 | 7.97 | 8.64 | 8.6 | 9.08 | 12.9 | 14.75 | 17.2038
Sash Mounted Storms | M-16 | 7.77 | 10.68 | 8.72 | 7.66 | 9.74 | 11.09 | 3.04 | 2.75 | 3.2075
Replacement Windows | M-17 | 11.84 | 13.23 | 12.38 | 11.87 | 12.32 | 14.12 | 15.09 | 16.25 | 18.9533
Sliding Glass Doors | M-19 | 8.92 | 9.21 | 8.91 | 8.61 | 10.36 | 11.4 | 15.29 | 14.76 | 17.2155
|  |  |  | Mean Cost 89/90 |  | 8.84
|  |  |  | 90$ to 95$ |  | 1.1644
10.2934

## UECResWXCst
Umatilla Electric Cooperative
Weatherization Bid Cost Samples
2001-05-24
Bid | Attic | Square | Cost Per | Floor | Square | Cost Per |  |  | Cost Per
Date | Insulation | Feet | Ft. 2 | Insulation | Feet | Ft. 2 | Windows | Quantity | Unit
2000-10-20 | [6 empty] | 3220 | 5 | 644
2001-01-26 |  |  |  | 1265 | 1100 | 1.15
2001-02-23 | [6 empty] | 2095 | 7 | 299.2857
2000-03-23 | 545 | 635 | 0.85827 | 1964 | 1772 | 1.1084 | 4610 | 11 | 419.0909
2000-06-06 | 750 | 635 | 1.1811 | 2181 | 1772 | 1.2308 | 3524 | 11 | 320.3636
2000-04-24 | 626 | 1292 | 0.48452 |  |  |  | 4172 | 9 | 463.5556
2000-05-08 | 740 | 1292 | 0.57276 |  |  |  | 3355 | 9 | 372.7778
2001-02-27 | [6 empty] | 5590 | 25 | 223.6
2001-05-15 | 1886 | 1536 | 1.2279
Totals | 4547 | 5390 | 0.8436 | 5410 | 4644 | 1.1649 | 26566 | 77 | 345.013 | 21.5633

## PacPUDResWXCst
0% INTEREST LOAN PROGRAM MEASURES
WALLS | SQ. FT. | TOTAL |  | CEILING | SQ. FT. | INSULATION | VENTS | MISC. | TOTAL |  | FLOOR | SQ. FT. | INSULATION | VENTS
|  | COST | $/sf | [5 empty] | COST | $/sf |  |  |  |  | $/sf
R-11 | 1140 | 855 | 0.75 | R-19 | 2029 | 1450 | 185 | 50 | 1685 | 0.83046 | R-19 | 1340 | 830 | 140 | 0.6194
R-11 | 1170 | 628 | 0.53675 | R-19 | 1600 | 3335 |  |  | 3335 | 2.0844 | R-19 | 710 | 390.5 | 100 | 0.55
R-11 | 1181 | 930 | 0.78747 | R-19 | 1060 | 435 | 120 | 40 | 595 | 0.56132 | R-19 | 998 | 670 | 154 | 0.67134
R-11 | 1450 | 1450 | 1 | AVERAGE | 1563 | 1740 | 152.5 | 45 | 1871.6667 | 1.1587 | R-19 | 870 | 540 | 100 | 0.62069
R-11 | 991 | 812 | 0.81937 | [7 empty] | R-19 | 1240 | 870 | 120 | 0.70161
R-11 | 980 | 744 | 0.75918 | R-27 | 810 | 600 | 240 |  | 840 | 1.037 | R-19 | 1060 | 742 | 55 | 0.7
|  |  |  | R-27 | 1070 | 645 | 180 | 105 | 930 | 0.86916 | R-19 | 808 | 565 | 140 | 0.69926
R-11 | 450 | 405 | 0.9 | AVERAGE | 940 | 622.5 | 210 | 105 | 885 | 0.9531 | R-19 | 720 | 560 | 103 | 0.77778
[11 empty] | R-19 | 1131 | 905 | 235 | 0.80018
R-11 | 595 | 480 | 0.80672 | R-30 | 720 | 491 | 90 | 160 | 741 | 1.0292 | R-19 | 1635 | 1195 |  | 0.73089
|  |  |  | R-30 | 806 | 440 | 160 | 105 | 705 | 0.87469 | AVERAGE | 1051.2 | 726.75 | 127.4444 | 0.68711
R-11 | 1198 | 990 | 0.82638 | R-30 | 1635 | 1280 | 205 | 80 | 1565 | 0.95719
R-11 | 800 | 700 | 0.875 | AVERAGE | 1053.6667 | 737 | 151.6667 | 115 | 1003.6667 | 0.95368 | R-25 | 1176 | 940 | 20 | 0.79932
R-11 | 1530 | 1445 | 0.94444 | [7 empty] | R-25 | 1078 | 910 | 54 | 0.84416
R-11 | 1078 | 980 | 0.90909 | R-38 | 1340 | 817 | 195 |  | 1082 | 0.80746 | R-25 | 2029 | 1685 | 235 | 0.83046
R-11 | 847 | 680 | 0.80283 | R-38 | 396 | 270 | 135 |  | 405 | 1.0227 | R-25 | 944 | 715 | 116 | 0.75742
R-11 | 1418 | 1067 | 0.75247 | R-38 | 1176 | 705 | 240 | 55 | 1000 | 0.85034 | R-25 | 1330 | 1070 | 180 | 0.80451
R-11 | 1080 | 1025 | 0.94907 | R-38 | 998 | 680 | 230 | 70 | 980 | 0.98196 | R-25 | 905 | 775 | 245 | 0.85635
R-11 | 1450 | 1305 | 0.9 | R-38 | 1078 | 700 | 228 | 125 | 1053 | 0.97681 | R-25 | 1226 | 1068 | 45 | 0.87113
R-11 | 320 | 320 | 1 | R-38 | 870 | 550 | 75 | 50 | 675 | 0.77586 | R-25 | 1070 | 1020 | 50 | 0.95327
R-11 | 217 | 145 | 0.6682 | R-38 | 1352 | 815 | 210 | 65 | 1090 | 0.80621 | R-25 | 950 | 810 | 120 | 0.85263
R-11 | 1730 | 1730 | 1 | R-38 | 976 | 685 | 125 |  | 810 | 0.82992 | AVERAGE | 1189.7778 | 999.2222 | 118.3333 | 0.84103
R-11 | 1310 | 1106 | 0.84427 | R-38 | 700 | 545 | 1095 | 60 | 1700 | 2.4286
R-11 | 880 | 880 | 1 | R-38 | 965 | 785 | 220 | 40 | 1045 | 1.0829 | R-30 | 987 | 840 | 130 | 0.85106
R-11 | 1274 | 1200 | 0.94192 | R-38 | 519 | 360 | 270 | 110 | 740 | 1.4258 | R-30 | 1014 | 860 | 70 | 0.84813
TOTAL |  |  |  | R-38 | 1370 | 830 | 194 | 218 | 1242 | 0.90657 | R-30 | 1370 | 1070 | 155 | 0.78102
|  |  |  | R-38 | 616 | 560 | 245 | 25 | 830 | 1.3474 | R-30 | 806 | 765 | 75 | 0.94913
AVERAGE | 1049 | 864 | 0.82364 | R-38 | 1453 | 2284 | 175 |  | 2459 | 1.6924 | R-30 | 1255 | 1005 | 205 | 0.8008
|  |  |  | R-38 | 1030 | 1090 |  |  | 1090 | 1.0583 | R-30 | 920 | 975 |  | 1.0598
|  |  |  | R-38 | 1104 | 809 | 108 |  | 917 | 0.83062 | AVERAGE | 1058.6667 | 919.1667 | 127 | 0.88165
|  |  |  | R-38 | 456 | 500 | 60 | 60 | 620 | 1.3596
|  |  |  | AVERAGE | 964.6471 | 763.8235 | 237.8125 | 79.8182 | 1043.4118 | 1.1284 | AVERAGE | 1102 | 871 | 124 | 0.79038
|  |  |  | AVERAGE | 1008 | 814 | 217 | 83 | 1125 | 1.1161
*Miscellaneous includes baffles, kitchen & bathroom fans, etc. | [5 empty] | Walls |  | Attics |  |  | Floors
[6 empty] | R0 - R11 | 0.82364 | R0 - R19 | 0.56132 |  | R0 - R19 | 0.68711
*All jobs completed 1995 - 1997 (random sample) | [7 empty] | R0 - R30 | 0.95368 |  | R0 - R25 | 0.84103
[8 empty] | R0 - R38 | 1.1284 |  | R0 - R30 | 0.88165
[8 empty] | R19 - R30 | 0.39236 |  | R19 - R25 | 0.040627
[8 empty] | R19 - R38 | 0.56712 |  | R19 - R30 | 0.19454

## Retrofit Cost Data
EWEB Retrofit Costs | Single Family |  | Multifamily
| 1993 | 1994 | 1993 | 1994
Measure | $/SQ FT | $/SQ FT | $/SQ FT | $/SQ FT
Attic R-0 to R-19 | 0.4 | 0.35 | NA | NA
Attic R-0 to R-25 | 0.39 | 0.39 | 0.33 | NA
Attic R-0 to R-30 | 0.47 | 0.49 | 0.5 | NA
Attic R-0 to R-38 | 0.57 | 0.57 | NA | NA
Underfloor R-0 to R-19 | 0.58 | 0.63 | 0.48 | 0.6
Underfloor R-0 to R-25 | 0.68 | 0.66 | 0.62 | 0.63
Underfloor R-0 to R-30 | 0.8 | 0.73 | NA | NA
Wall R-0 to R-11 | 0.77 | 0.79 | NA | NA
Window Prime Replacement w/U-0.4 | 12.23 | 14.89 | 9.81 | 11.77
Puget Retrofit Costs |  | 1994 |  | 1994 | 1994
|  | Single Family |  | Multifamily | Low-Income
Measure |  | $/Sq ft |  | $/Sq ft | $/Sq ft
Attic R-0 to R-38 |  | 0.97632 |  | 1.0779 | 1.1589
Attic R-11 to R-38 |  | 0.60918 |  | 0.50767 | 0.74313
Attic R-13 to R-38 |  | 0.56913 |  | 0.464 | NA
Attic R-19 to R-38 |  | 0.44424 |  | 0.43548 | 0.84026
Underfloor R-0 to R-19 |  | 0.9213 |  | 0.73025 | 1.1224
Underfloor R-0 to R-25 |  | 0.9729 |  | 0.84145 | 1.1048
Underfloor R-0 to R-30 |  | 1.036 |  | 0.97801 | 1.1306
Wall R-0 to R-11 |  | 0.6498 |  | 0.55246 | 0.95548
Wall R-0 to R-13 |  | 0.68229 |  | 0.7228 | 0.93592
Window Prime Replacement w/U-0.4 |  | 15.02 |  | 10.94 | 14.1517 | Note: Window Cost from Nov. 3, 1993 Memo to Tech. Collaborative from Mary Smith
Ducts R-0 to R-11 |  | 3.5019 |  | 3.4574 | NA
Ducts R-2 to R-11 |  | 3.5794 |  | NA | NA
Ducts R-3 to R-11 |  | 5.037 |  | NA | NA

## Set Up Cost Analysis
Set Up Cost Analysis Using Puget Power Data
Attic Insulation |  | Total | Total | Average | [6 empty] | Estimated Variable Cost
Increment | N | Sq Ft | Cost | Sq Ft | $/Sq Ft | R Added | $/SqFt/R | R Added | $/Sq Ft | R Added | $/SQ Ft | Total | Actual Bill | Residual
R0-R38 | 49 | 33537 | 32743 | 684.4286 | 0.97632 | 38 | 0.025693 | 38 | 0.97632 | 38 | 0.79461 | 543.8525 | 668.2245 | 124.372
R6-R38 | 25 | 28395 | 24466 | 1135.8 | 0.86163 | 32 | 0.026926 | 32 | 0.86163 | 32 | 0.66914 | 760.0134 | 978.64 | 218.6266
R7-R38 | 38 | 44805 | 31681 | 1179.0789 | 0.70709 | 31 | 0.022809 | 31 | 0.70709 | 31 | 0.64823 | 764.3178 | 833.7105 | 69.3927
R9-R38 | 45 | 45524 | 28829 | 1011.6444 | 0.63327 | 29 | 0.021837 | 29 | 0.63302 | 29 | 0.60641 | 613.4728 | 640.6444 | 27.1717
R11-R38 | 141 | 164142 | 100038 | 1164.1277 | 0.60946 | 27 | 0.022573 | 27 | 0.60918 | 27 | 0.56459 | 657.2548 | 709.4894 | 52.2345
R13-R38 | 47 | 59788 | 34027 | 1272.0851 | 0.56913 | 25 | 0.022765 | 25 | 0.56913 | 25 | 0.52277 | 665.006 | 723.9787 | 58.9727
R19-R38 | 17 | 19935 | 8856 | 1172.6471 | 0.44424 | 19 | 0.023381 | 19 | 0.44424 | 19 | 0.3973 | 465.8974 | 520.9412 | 55.0437
Total | 362 | 396126 | 260640 | 1094.2707
Linear Fit Through Cost Data Reported |  |  |  | Average Incremental Cost
Excluding R0 to R38 and R6 to R38 |  |  |  | Excluding R0 to R38 and R6 to R38
| Slope ($/Sq Ft/R) | 0.020911 |  |  | 0.022673
| R-Squared | 0.986
Estimated Incremental Cost
Measure | R-Added | w/Linear Fit | W/Average
R0 to R19 | 19 | 0.3973 | 0.43079
R19 to R30 | 11 | 0.23002 | 0.2494
R30 to R38 | 8 | 0.16729 | 0.18138
R0 to R38 | 38 | 0.79461 | 0.86157
Floor Insulation |  | Total | Total | Average |  | Total |  | Incremental
Increment | N | Sq Ft | Cost | Sq Ft | $/Sq Ft | R Added | $/SqFt/R | R Added | $/Sq Ft/R
R0 to R19 | 201 | 206196 | 189968 | 1025.8507 | 0.9213 | 19 | 0.048489 | 19 | 0.048489
R0 to R25 | 197 | 217977 | 212070 | 1106.4822 | 0.9729 | 25 | 0.038916 | 6 | 0.0086004
R0 to R30 | 131 | 144649 | 149856 | 1104.1908 | 1.036 | 30 | 0.034533 | 5 | 0.012619
[5 empty] | Average Incremental Cost ($/Sq Ft/R) |  |  |  | 0.01061
Excluding R0 to R19
Estimated Incremental Cost
[5 empty] | Measure | R-Added | W/Average | Fixed Cost | Total
[5 empty] | R0 to R11 | 11 | 0.11671 | 0.5 | 0.61671
[5 empty] | R11 to R19 | 8 | 0.084879 | 0.5 | 0.70159
[5 empty] | R19 to R30 | 11 | 0.11671 | 0.5 | 0.8183
[5 empty] | R0 to R30 | 38 | 0.40318 | 0.5 | 0.90318
Replacement Windows
WSEO/Ecotope Cost for New Windows
Measure | Total Hard Cost | NFRC 101-92 U @ 15 mph | U @ 7.5 mph | Actual R-Value | Incremental Cost | Cumulative Cost | Incremental Delta UA | $/Delta UA
WINDOW CL65 | 6.49 | 0.65 | 0.61787 | 1.6185 | 0 | 0 | 0 | 0
WINDOW CL50 | 6.63 | 0.5 | 0.48077 | 2.08 | 0.14 | 0.14 | 0.1371 | 1.0211
WINDOW CL40 | 8.21 | 0.4 | 0.3876 | 2.58 | 1.58 | 1.72 | 0.093172 | 16.9578
WINDOW CL35 | 8.66 | 0.35 | 0.34047 | 2.9371 | 0.45 | 2.17 | 0.04713 | 9.5481
WINDOW CL25 | 10.1 | 0.25 | 0.2451 | 4.08 | 1.44 | 3.61 | 0.095369 | 15.0993
WINDOW CL20 | 14.73 | 0.2 | 0.19685 | 5.08 | 4.63 | 8.24 | 0.048248 | 95.9632
|  |  |  | SUM |  | 8.24 | 0.42102
| Single Family |  |  | Multifamily
Combined Data | Puget | EWEB | Average | Combined Data | Puget | EWEB | Average
Window Prime Replacement w/U-0.4 | 15.02 | 14.89 | 14.955 | Window Prime Replacement w/U-0.4 | 10.94 | 11.77 | 11.355
| Less Cost of CL40 |  | 8.21 |  | Less Cost of CL40 |  | 6.2337 | 75.93% | Multifamily Discount due to volume, computed as ratio of total MF CL 40 cost/Total SF CL 40 cost
| Installation Cost/sq ft |  | 6.75 |  | Installation Cost/sq ft |  | 5.1213
Measure | Total Hard Cost | Installation Cost | Total Installed Cost | Actual R-Value | Incremental Cost | Cumulative Cost | Incremental Delta UA | $/Delta UA | Cumulative $/Delta UA
Single Pane | 0 | 0 | 0 | 1.03 | 0 | 0 | 0 | 0
WINDOW CL65 | 6.49 | 6.75 | 13.24 | 1.6185 | 13.24 | 13.24 | 0.353 | 37.5068 | 37.5068
WINDOW CL50 | 6.63 | 6.75 | 13.38 | 2.08 | 0.14 | 13.38 | 0.1371 | 1.0211 | 27.3003
WINDOW CL40 | 8.21 | 6.75 | 14.96 | 2.58 | 1.58 | 14.96 | 0.093172 | 16.9578 | 25.6482
WINDOW CL35 | 8.66 | 6.75 | 15.41 | 2.9371 | 0.45 | 15.41 | 0.04713 | 9.5481 | 24.4445
WINDOW CL25 | 10.1 | 6.75 | 16.85 | 4.08 | 1.44 | 16.85 | 0.095369 | 15.0993 | 23.2165
WINDOW CL20 | 14.73 | 6.75 | 21.48 | 5.08 | 4.63 | 21.48 | 0.048248 | 95.9632 | 27.7511
|  |  |  | SUM |  | 21.48 | 0.77402
|  |  | Single Family | Multifamily
| Storm Window Cost |  | 10.2934 | 7.8155 | Multifamily Discount due to volume, computed as ratio of total MF CL 40 cost/Total SF CL 40 cost
| Incremental Cost Over Storm |  |  |  | SF | MF
| WINDOW CL65 |  | 2.9466 | 2.2335
| WINDOW CL50 |  | 3.0866 | 2.3398
| WINDOW CL40 |  | 4.6666 | 3.5395 |  |  | 11.355
| WINDOW CL35 |  | 5.1166 | 3.8811
| WINDOW CL25 |  | 6.5566 | 4.9745
| WINDOW CL20 |  | 11.1866 | 8.49

## EWEB+PUGET SF AVG
Single Family Retrofit Costs |  |  |  |  | Multifamily Retrofit Costs
| Puget |  | EWEB |  |  | Puget |  | EWEB
Measure | 1994$ |  |  | 1994$ | Measure | 1994$ |  |  | 1994$
Attic R-0 to R-38 | 0.97632 |  | Measure | $/SQ FT | Attic R-0 to R-38 | 1.0779 |  | Measure | $/SQ FT
Attic R-11 to R-38 | 0.60918 |  | Attic R-0 to R-19 | 0.35 | Attic R-11 to R-38 | 0.50767 |  | Attic R-0 to R-19 | 0.33
Attic R-13 to R-38 | 0.56913 |  | Attic R-0 to R-30 | 0.49 | Attic R-13 to R-38 | 0.464 |  | Attic R-0 to R-30 | 0.5
Attic R-19 to R-38 | 0.44424 |  | Attic R-0 to R-38 | 0.57 | Attic R-19 to R-38 | 0.43548 |  | Attic R-0 to R-38 | NA
Measure | Puget | EWEB | 1991 Plan |  | Measure | Puget | EWEB | 1991 Plan
Attic R-0 to R-19 | 0.3973 | 0.35 | 0.51 |  | Attic R-0 to R-19 | 0.44 | 0.33 | 0.51
Attic R-19 to R-30 | 0.23002 | 0.14 | 0.14 |  | Attic R-19 to R-30 | 0.11 | 0.17 | 0.14
Attic R-30 to R-38 | 0.16729 | 0.08 | 0.1 |  | Attic R-30 to R-38 | 0.08 | 0.12 | 0.1
Attic R-0 to R-38 | 0.79461 | 0.57 | 0.75 |  | Attic R-0 to R-38 | 0.63 | 0.62 | 0.75
Underfloor R-0 to R-19 | 0.9213 |  | Underfloor R-0 to R-19 | 0.63 | Underfloor R-0 to R-19 | 0.73025 |  | Underfloor R-0 to R-19 | 0.6
Underfloor R-0 to R-25 | 0.9729 |  | Underfloor R-0 to R-25 | 0.66 | Underfloor R-0 to R-25 | 0.84145 |  | Underfloor R-0 to R-25 | 0.63
Underfloor R-0 to R-30 | 1.036 |  | Underfloor R-0 to R-30 | 0.73 | Underfloor R-0 to R-30 | 0.97801 |  | Underfloor R-0 to R-30 | NA
Measure | Puget | EWEB | 1991 Plan |  | Measure | Puget | EWEB | 1991 Plan
Underfloor R-0 to R-19 | 0.9213 | 0.63 | 0.58 |  | Underfloor R-0 to R-19 | 0.73 | 0.6 | 0.58
Underfloor R-19 to R-25 | 0.05 | 0.03 | 0.1 |  | Underfloor R-19 to R-25 | 0.09 | 0.03 | 0.1
Underfloor R-25 to R-30 | 0.07 | 0.07 | 0.08 |  | Underfloor R-25 to R-30 | 0.08 | 0.08 | 0.08
Underfloor R-0 to R-30 | 1.0413 | 0.73 | 0.76 |  | Underfloor R-0 to R-30 | 0.9 | 0.71 | 0.76
Wall R-0 to R-11 | 0.6498 |  | Wall R-0 to R-11 | 0.79 | Wall R-0 to R-11 | 0.55246 |  | Wall R-0 to R-11 | 0.79
Wall R-0 to R-13 | 0.68229 |  |  |  | Wall R-0 to R-13 | 0.7228
Measure | Puget | EWEB | 1991 Plan |  | Measure | Puget | EWEB | 1991 Plan
Wall R-0 to R-11 | 0.6498 | 0.79 | 0.65 |  | Wall R-0 to R-11 | 0.55 | 0.79 | 0.65
Wall R-0 to R-13 | 0.68229 |  | NA |  | Wall R-0 to R-13 | 0.72 | Na | NA
Window Prime Replacement w/U-0.4 | 15.02 |  | Window Prime Replacement w/U-0.4 | 14.89 | Window Prime Replacement w/U-0.4 | 10.94 |  | Window Prime Replacement w/U-0.4 | 14.89
Measure | Puget | EWEB | BPA 1992 DGP | 1991 Plan | Measure | Puget | EWEB | 1991 Plan
Window Prime Replacement w/U-0.4 | 15.02 | 14.89 | 16.25 | 15.63 | Window Prime Replacement w/U-0.4 | 10.94 | 11.77 | 15.63
Measure | Puget | EWEB | 1991 Plan |  | Measure | Puget | EWEB | 1991 Plan
| $/Lin Ft | $/Lin Ft |  |  |  | $/Lin Ft | $/Lin Ft
Ducts R-0 to R-11 | 3.5019 | NA | NA |  | Ducts R-0 to R-11 | 3.4574 | NA | NA
Ducts R-2 to R-11 | 3.5794 | NA
Ducts R-3 to R-11 | 5.037 | NA

## Summary Table
Single Family Retrofit Costs
1.0703
Measure | Puget | EWEB | 1991 Plan | 1996 Plan | PacPUD | Mean (PSE/EWEB/PacPUD&96Plan | 1996 > 2000$
Attic R-0 to R-19 | 0.3973 | 0.35 | 0.51 | 0.51 | 1.1587 | 0.80534 | 0.86199
Attic R-19 to R-30 | 0.23002 | 0.14 | 0.14 | 0.14 | 0.39236 | 0.18501 | 0.19802
Attic R-30 to R-38 | 0.16729 | 0.08 | 0.1 | 0.1 | 0.17476 | 0.12364 | 0.13234
Attic R-0 to R-38 | 0.79461 | 0.57 | 0.75 | 0.75 | 1.1284 | 0.83102 | 0.88947
Underfloor R-0 to R-19 | 0.9213 | 0.63 | 0.58 | 0.58 | 0.68711 | 0.74614 | 0.79862
Underfloor R-19 to R-30 | 0.12 | 0.1 | 0.1 | 0.18 | 0.19454 | 0.13818 | 0.1479
Underfloor R-0 to R-30 | 1.0413 | 0.73 | 0.76 | 0.76 | 0.88165 | 0.88432 | 0.94652
Wall R-0 to R-11 | 0.6498 | 0.79 | 0.65 | 0.65 | 0.82364 | 0.75448 | 0.80755
Wall R-0 to R-13 | 0.68229 | NA | NA | NA
Window Prime Replacement w/U-0.40 | 15.02 | 14.89 | 15.63 | 14.96 |  | 14.955 | 16.0124
Multifamily Retrofit Costs
Measure | Puget | EWEB | 1991 Plan | 1996 Plan |  | Mean
Attic R-0 to R-19 | 0.44 | 0.33 | 0.51 | 0.51 |  | 0.385 | 0.54588
Attic R-19 to R-30 | 0.11 | 0.17 | 0.14 | 0.14 |  | 0.14 | 0.14985
Attic R-30 to R-38 | 0.08 | 0.12 | 0.1 | 0.1 |  | 0.1 | 0.10703
Attic R-0 to R-38 | 0.63 | 0.62 | 0.75 | 0.75 |  | 0.625 | 0.80276
Underfloor R-0 to R-19 | 0.73 | 0.6 | 0.58 | 0.58 |  | 0.665 | 0.6208
Underfloor R-19 to R-30 | 0.17 | 0.11 | 0.1 | 0.18 |  | 0.14 | 0.19266
Underfloor R-0 to R-30 | 0.9 | 0.71 | 0.76 | 0.76 |  | 0.805 | 0.81346
Wall R-0 to R-11 | 0.55 | 0.79 | 0.65 | 0.65 |  | 0.67 | 0.69572
Wall R-0 to R-13 | 0.72 | NA | NA | NA
Window Prime Replacement w/U-0.40 | 10.94 | 11.77 | 15.63 | 11.36 |  | 11.355 | 12.1591

## ResWX Base Case
Ref. No. | Total Units | Measure Description
REE00083 | 4692 | Single Family Weatherization - R0 to R19 Attic Insulation (Cost and Savings are per sq.ft. of attic area insulated) - Heating Zone 3 | 3.023%
REE00082 | 13568 | Single Family Weatherization - R0 to R19 Attic Insulation (Cost and Savings are per sq.ft. of attic area insulated) - Heating Zone 2 | 8.741%
REE00081 | 136961 | Single Family Weatherization - R0 to R19 Attic Insulation (Cost and Savings are per sq.ft. of attic area insulated) - Heating Zone 1 | 88.24%
REE00092 | 46053.5 | Single Family Weatherization - R19 to R38 Attic Insulation (Cost and Savings are per sq.ft. of attic area insulated) - Heating Zone 3 | 6.008%
REE00091 | 38090 | Single Family Weatherization - R19 to R38 Attic Insulation (Cost and Savings are per sq.ft. of attic area insulated) - Heating Zone 2 | 4.969%
REE00090 | 682443 | Single Family Weatherization - R19 to R38 Attic Insulation (Cost and Savings are per sq.ft. of attic area insulated) - Heating Zone 1 | 89.02%
REE00086 | 13657 | Single Family Weatherization - R0 to R19 Floor Insulation (Cost and Savings are per sq.ft. of floor area insulated) - Heating Zone 3 | 2.357%
REE00085 | 32985 | Single Family Weatherization - R0 to R19 Floor Insulation (Cost and Savings are per sq.ft. of floor area insulated) - Heating Zone 2 | 5.694%
REE00084 | 532690 | Single Family Weatherization - R0 to R19 Floor Insulation (Cost and Savings are per sq.ft. of floor area insulated) - Heating Zone 1 | 91.95%
REE00089 | 6189 | Single Family Weatherization - R19 to R30 Floor Insulation (Cost and Savings are per sq.ft. of floor area insulated) - Heating Zone 3 | 4.055%
REE00088 | 777 | Single Family Weatherization - R19 to R30 Floor Insulation (Cost and Savings are per sq.ft. of floor area insulated) - Heating Zone 2 | 0.5091%
REE00087 | 145649 | Single Family Weatherization - R19 to R30 Floor Insulation (Cost and Savings are per sq.ft. of floor area insulated) - Heating Zone 1 | 95.44%
REE00001 | 19871.4 | Single Family Weatherization - R0 to R11 Wall Insulation (Cost and Savings are per sq.ft. of wall area insulated) - Heating Zone 3 | 4.339%
REE00002 | 25841.5 | Single Family Weatherization - R0 to R11 Wall Insulation (Cost and Savings are per sq.ft. of wall area insulated) - Heating Zone 2 | 5.642%
REE00003 | 412311 | Single Family Weatherization - R0 to R11 Wall Insulation (Cost and Savings are per sq.ft. of wall area insulated) - Heating Zone 1 | 90.02%
REE00049 | 41317.2 | Single Family Weatherization - Infiltration Control (Cost and Savings per sq.ft. of floor area for each 0.1 ach reduction) - Heating Zone 3 | 64.47%
REE00050 | 2030 | Single Family Weatherization - Infiltration Control (Cost and Savings per sq.ft. of floor area for each 0.1 ach reduction) - Heating Zone 2 | 3.168%
REE00051 | 20738 | Single Family Weatherization - Infiltration Control (Cost and Savings per sq.ft. of floor area for each 0.1 ach reduction) - Heating Zone 1 | 32.36%
REE00040 | 17070.46 | Single Family Weatherization - Energy Star Prime Window Replacement (Cost and Savings are per sq.ft. of glazed area replaced) - Heating Zone 3 | 3.019%
REE00041 | 24379.75 | Single Family Weatherization - Energy Star Prime Window Replacement (Cost and Savings are per sq.ft. of glazed area replaced) - Heating Zone 2 | 4.312%
REE00042 | 523921.13 | Single Family Weatherization - Energy Star Prime Window Replacement (Cost and Savings are per sq.ft. of glazed area replaced) - Heating Zone 1 | 92.67%
2741234.94
Zone 1 Measure Weights (% of Sq.ft. Retrofitted)
5.58% | 136961 | Single Family Weatherization - R0 to R19 Attic Insulation (Cost and Savings are per sq.ft. of attic area insulated) - Heating Zone 1
27.8% | 682443 | Single Family Weatherization - R19 to R38 Attic Insulation (Cost and Savings are per sq.ft. of attic area insulated) - Heating Zone 1
21.7% | 532690 | Single Family Weatherization - R0 to R19 Floor Insulation (Cost and Savings are per sq.ft. of floor area insulated) - Heating Zone 1
5.933% | 145649 | Single Family Weatherization - R19 to R30 Floor Insulation (Cost and Savings are per sq.ft. of floor area insulated) - Heating Zone 1
16.8% | 412311 | Single Family Weatherization - R0 to R11 Wall Insulation (Cost and Savings are per sq.ft. of wall area insulated) - Heating Zone 1
0.8448% | 20738 | Single Family Weatherization - Infiltration Control (Cost and Savings per sq.ft. of floor area for each 0.1 ach reduction) - Heating Zone 1
21.34% | 523921.13 | Single Family Weatherization - Energy Star Prime Window Replacement (Cost and Savings are per sq.ft. of glazed area replaced) - Heating Zone 1
2454713.13
Zone 2 Measure Weights (% of Sq.ft. Retrofitted)
9.855% | 13568 | Single Family Weatherization - R0 to R19 Attic Insulation (Cost and Savings are per sq.ft. of attic area insulated) - Heating Zone 2
27.67% | 38090 | Single Family Weatherization - R19 to R38 Attic Insulation (Cost and Savings are per sq.ft. of attic area insulated) - Heating Zone 2
23.96% | 32985 | Single Family Weatherization - R0 to R19 Floor Insulation (Cost and Savings are per sq.ft. of floor area insulated) - Heating Zone 2
0.5644% | 777 | Single Family Weatherization - R19 to R30 Floor Insulation (Cost and Savings are per sq.ft. of floor area insulated) - Heating Zone 2
18.77% | 25841.5 | Single Family Weatherization - R0 to R11 Wall Insulation (Cost and Savings are per sq.ft. of wall area insulated) - Heating Zone 2
1.475% | 2030 | Single Family Weatherization - Infiltration Control (Cost and Savings per sq.ft. of floor area for each 0.1 ach reduction) - Heating Zone 2
17.71% | 24379.75 | Single Family Weatherization - Energy Star Prime Window Replacement (Cost and Savings are per sq.ft. of glazed area replaced) - Heating Zone 2
137671.25
Zone 3 Measure Weights (% of Sq.ft. Retrofitted)
3.152% | 4692 | Single Family Weatherization - R0 to R19 Attic Insulation (Cost and Savings are per sq.ft. of attic area insulated) - Heating Zone 3
30.94% | 46053.5 | Single Family Weatherization - R19 to R38 Attic Insulation (Cost and Savings are per sq.ft. of attic area insulated) - Heating Zone 3
9.175% | 13657 | Single Family Weatherization - R0 to R19 Floor Insulation (Cost and Savings are per sq.ft. of floor area insulated) - Heating Zone 3
4.158% | 6189 | Single Family Weatherization - R19 to R30 Floor Insulation (Cost and Savings are per sq.ft. of floor area insulated) - Heating Zone 3
13.35% | 19871.4 | Single Family Weatherization - R0 to R11 Wall Insulation (Cost and Savings are per sq.ft. of wall area insulated) - Heating Zone 3
27.76% | 41317.2 | Single Family Weatherization - Infiltration Control (Cost and Savings per sq.ft. of floor area for each 0.1 ach reduction) - Heating Zone 3
11.47% | 17070.46 | Single Family Weatherization - Energy Star Prime Window Replacement (Cost and Savings are per sq.ft. of glazed area replaced) - Heating Zone 3
148850.56
PNW Zone Measure Weights (% of Sq.ft. Retrofitted)
5.662% | 155221 | Attic R0 to R19
27.97% | 766586.5 | Attic R19 to R38
21.13% | 579332 | Floor R0 to R19
5.567% | 152615 | Floor R19 to R30
16.71% | 458023.9 | Wall R0 to R11
2.338% | 64085.2 | Infiltration 0.45 ach to 0.35 ach
20.62% | 565371.34 | Energy Star Prime Window Replacements
| 2741234.94 | 0
16.84% | 155221 | Attic R0 to R19 | 156.9855
83.16% | 766586.5 | Attic R19 to R38 | 775.3009
| 921807.5 | Subtotal Attics
79.15% | 579332 | Floor R0 to R19 | 585.9177
20.85% | 152615 | Floor R19 to R30 | 154.3499
731947
| 458023.9 | Wall R0 to R11 | 386.5181
| 64085.2 | Infiltration 0.45 ach to 0.35 ach
| 565371.34 | Energy Star Prime Window Replacements | 2721.7954
|  |  | Component | 850 | 1350 | 2184 | 1600.28
|  |  | Wall | 810 | 1011 | 1521 | 1185
|  |  | Attic | 850 | 1350 | 728 | 988.76
|  |  | Vault | 0 | 0 | 0 | 0
|  |  | Floor | 850 | 1350 | 728 | 988.76
|  |  | Glass | 94 | 149 | 315 | 207.72
|  |  | Door | 40 | 40 | 40 | 40
|  |  | Wall - Below Grade | 0 | 0 | 864 | 362.88
|  |  | Infiltration | 6800 | 10800 | 17472 | 12802.24