## Sheet1 (hidden)
Index | Study | Program Strategies |  | Participating Customers |  | Annual Attrition (%) |  | Impacts | Per Customer Impacts (kW) |  | Annual Administrative Costs (% of annual costs) |  | Vendor Costs |  | Annual Vendor Administrative Costs (% of annual costs) |  | Technology Cost (per new participant) |  | Marketing Cost |  | Incentive (annnual costs) |  | Overhead: First Costs |  | Communication Costs (per Customer Per Year) |  | Eligible Load (%) |  | Technical Potential (as a percent of gross) |  | % of Customers w/ Eligible Equipment |  | Program Participation (%) |  | Event Participation (%) |  | % Bill Reduction per Year |  | Percent of Estimated Baseline Consumption Shifted or Saved | Benefit-Cost Ratio
NCI | LADWP DR Strategy_Model Input Assumptions 2013-12-19 | CII Curtailable Load | [14 empty] | X-Large (N/A); Large (N/A); Medium (N/A); Auto DR ¦ Large (system, $2,500); Auto DR ¦ Medium (system, $2,500) | 3. Average of costs for customers with and without a Building Management System (BMS). $2500 on CII side assumes that roughly 50% of customers have BMS and thus their device costs are around $500; the others need some sort of low-cost BMS or gateway plus points. Does not include labor costs associated with installation and integration. |  |  | X-Large ($32 $/kW-yr, $0.35/kWh); Large ($32/kW-yr, $0.35/kWh); Medium ($32 $/kW-yr, $0.35/kWh); Auto DR ¦ Large ($40/kW-yr, $0.35/kWh); Auto DR ¦ Medium ($40/kW-yr, $0.35/kWh); | 2. $/kW-yr: Annual estimate of monthly capacity incentive payments, based on incentives provided by Progress Energy Carolinas, KCP&L, HECO, and CA IOUs in Capacity Bidding Programs. Based on $8/kW-month for a four month program season for LADWP. $/kWh: Based on variable program incentives for KCP&L's MPower C&I curtailment program. | [9 empty] | "1. ""Los Angeles Department of Water and Power Energy Efficiency and Demand Response Potential Study, Volume 1: Energy Efficiency Potential"", Global Energy Partners, February, 2011. In absence of additional information, small commercial CAC penetration is based on penetration of CAC for all commercial customers." | X-Large (40%); Large (30%); Medium (8.2%); Auto DR ¦ Large (10%); Auto DR ¦ Medium (3%); | 1. Assumed that duel-enrollment in DR programs is not allowed with this program. This value represents the maximum participation of eligible customers after adjusting to ensure dual-enrollment is not counted. Navigant analysis, based on experience with other similar utilities and participation seen in CA IOU BIP programs, Capacity Bidding Programs, and FERC's National Assessment of Demand Resposne Potential. Participation expected to be refined for the X-Large and Large categories (i.e., the Premier Account customers), based on feedback from LADWP's Premier Accounts reps. "2012 Load Impact Evaluation of California's Statewide Base Interruptible Program", Prepared for: Southern California Edison Co., Pacific Gas & Electric Co., San Diego Gas & Electric by Freeman, Sullivan & Co., April 1, 2013.
|  | Direct Load Control | [14 empty] | Red CAC 50% Cycling (1.1 devices per customer (load switch), $60/device (load switch)); Res CAC 75% Cycling (1.1 devices per customer (load switch), $60/device (load switch)); Res CAC 100% Cycling (1.1 devices per customer (load switch), $60/device (load switch)); Small Comm CAC (1.9 devices per customer (load switch), $100/device (load switch)); Res Window AC (1.1 devices per customer (load switch), $60/device (load switch)); Res Poll Pump (1.0 devices per customer (load switch), $60/device (load switch)); |  |  |  | Red CAC 50% Cycling ($40/new participant, $40/existing participant, $40/kW (one time)); Res CAC 75% Cycling ($60/new participant, $60/existing participant, $60/kW (one time)); Res CAC 100% Cycling ($75/new participant, $75/existing participant, $75/kW (one time)); Small Comm CAC ($60/new participant, $60/existing participant, $60/kW (one time)); Res Window AC ($40/new participant, $40/existing participant, $40/kW (one time)); Res Poll Pump ($30/new participant, $30/existing participant, $30/kW (one time)); | "4. This incentive is in line with other incentives offered around the country. Source: ""Hot or Not: DLC Program Benchmarks: How Do You Compare?"", Advanced Load Control Alliance-Spring 2012. Choice of an annual incentive to both new and existing participants is based on incentives provided by other CA IOUs and PG&E's experience that a higher rate of attrition occurs without an ongoing incentive (Discussion with Andrew Hoffman, PG&E, 10/24/13). ESource says 39% of incentives are yearly and 39% are monthly with many fewer utilities providing non-cash incentives or one-time enrollment incentives. For comparison, a 2.5 ton A/C signed up on SCE's Summer Discount Plan would be paid $56 and $159 annually for 50% and 100% cycling, respectively. A 2.5 ton A/C signed up on SDG&E's Summer Saver program would be paid $29 and $95 annually for 50% and 100% cycling, respectively. The summer season (when A/C's are available for cycling) is 6 months long for SDG&E and 5 months for SCE. LADWP's summer season is 4 months. SDG&E source: http://www.sdge.com/summer-saver-program SCE source: https://www.sce.com/NR/sc3/tm2/pdf/ce177.pdf" | [8 empty] | Red CAC 50% Cycling (47%); Res CAC 75% Cycling (47%); Res CAC 100% Cycling (47%); Small Comm CAC (58%); Res Window AC (33%); Res Poll Pump (9%); |  | Red CAC 50% Cycling (25% max); Res CAC 75% Cycling (25% max); Res CAC 100% Cycling (25% max); Small Comm CAC (1.2% max); Res Window AC (5% max); Res Poll Pump (10% max); *maximum participation (% of customers w/ eligible equipment) | 2. Assumed that duel-enrollment in DR programs is not allowed with this program. This value represents the maximum participation of eligible customers after adjusting to ensure dual-enrollment is not counted. "3. For Res - CAC & Small Comm CAC: Esource: Participation is the percent of customers with eligible equipment that participate, so the actual participation is closer to 12% of all customers for residential and less than 1% for small commercial. Source: ""Hot or Not: DLC Program Benchmarks: How Do You Compare?"", Advanced Load Control Alliance-Spring 2012 For Res Window AC & Res Pool Pump: Navigant analysis. Information about participation in these program types is less commonly available. Direct load control for window AC is a recent development and customer participation rates are still uncertain."
|  | TOU | [14 empty] | X-Large (N/A); Large (N/A); Medium (N/A); Small (1.6 devices per customer (TOU switch), $425 per device (TOU switch)); Residential (1.1 devices per customer (TOU switch), $103 per device (TOU switch)) | 4. Assumed in this analysis that LADWP does not offer this expanded TOU rate for mass market customers until AMI metering is in place, since interval metering is required for TOU. The costs presented here for AMI meters are only considered as part of the scenario analysis and are not included in the base case analysis. Meter quantites based on "Meter Prefix by Rate.xlsx" from LADWP. "5. For X-Large, Large & Medium Customers: Cost/device of AMI meter based on average cost of 600 kV and 34.5 kV C&I meter costs in ""Meter and meter build up costs 11-15-13.xlsx"" from Jason Rondou, LADWP, 11/15/13. Also based on installed cost of $750 per C&I TOU meter from ""LADWP DR Data Request Memo_9-26-13 JR update 10-21-13.docx"" from Jason Rondou, LADWP, 10/21/13. Does include labor costs associated with installation and integration or transformer buildup. For Res & Small Customers: Cost/device of AMI based on ""Meter and meter build up costs 11-15-13.xlsx"" file from LADWP. Does not include labor costs associated with installation and integration or transformer buildup costs." | [14 empty] | X-Large (N/A); Large (N/A); Medium (N/A); Small (10% max, 2.7% initial); Residential (20% max, 0.1% initial) | 1. For X-Large, Large & Med TOU: Not included in the analysis, since these customers are already on default TOU. 2. For Res TOU: Limited to 20% based on Oklahoma Gas & Electric's experience (Email communications with Brian Eakin, Navigant, 10/25/13) as an "aggressively achievable goal" for LADWP. Small Commercial participation rates are less well known and assumed to participate at half the rate of residential. Assumed that duel-enrollment in DR programs is not allowed with this program. This value represents the maximum participation of eligible customers after adjusting to ensure dual-enrollment is not counted. 3. LADWP Data Request for current number of customers on R1-B and A1-B TOU rates - "Monthly Rate Class Customers1.mdb"
|  | CPP | [14 empty] | X-Large (11.5 devices per customer (AMI meter), $550 per device (AMI meter)); Large (11.5 devices per customer (AMI meter), $550 per device (AMI meter)); Medium (4.2 devices per customer (AMI meter), $550 per device (AMI meter)); Small (1.6 devices per customer (AMI meter), $425 per device (AMI meter)); Residential (1.1 devices per customer (AMI meter), $103 per device (AMI meter)) | "5. The costs for the AMI meters required for this program are only considered as part of the scenario analysis and are not included in the base case analysis. Meter quantites procured from ""Meter Prefix by Rate.xlsx"" from LADWP." "6. For X-Large, Large & Medium Customers: Cost/device of AMI meter based on average cost of 600 kV and 34.5 kV C&I meter costs in ""Meter and meter build up costs 11-15-13.xlsx"" from Jason Rondou, LADWP, 11/15/13. Also based on installed cost of $750 per C&I TOU meter from ""LADWP DR Data Request Memo_9-26-13 JR update 10-21-13.docx"" from Jason Rondou, LADWP, 10/21/13. Does include labor costs associated with installation and integration or transformer buildup. For Res & Small Customers: Cost/device of AMI based on ""Meter and meter build up costs 11-15-13.xlsx"" file from LADWP. Does not include labor costs associated with installation and integration or transformer buildup costs." | [14 empty] | X-Large (30%); Large (30%); Medium (20%); Small (3%); Residential (11%) | 2. For X-Large & Large CPP: The FSC Group, "2012 California Statewide Non-residential Critical Peak Pricing Evaluation," April 1, 2013 3. For Med CPP & Small CPP: Navigant Analysis. Participation from these customer groups are currently more uncertain within the industry. 4. For Res CPP: Max participation at full saturation assumed to be 15%, based on SMUD's ability to surpass their 15% goal in the first year of their Res TOU & CPP pilots. http://www.demandresponsetownmeeting.com/wp-content/uploads/2012/03/1A-0830-GEORGE.pdf. Adjusted to 11% to reflect participation levels in 2026, since the program is not expected to reach full saturation by then if not deployed until 2022. |  |  | X-Large (0%); Large (0%); Medium (0%); Small (0%); Residential (5%) | 7. This input is dependent on the actual CPP rate design and is expected to be refined once that rate is determined through further analysis. Preliminary estimate is based on typical bill savings for other utilities with CPP, such as OG&E, and thought to be conservative. 7. This input is dependent on the actual CPP rate design and is expected to be refined once that rate is determined through further analysis. Preliminary estimate is based on typical bill savings for other utilities with CPP, such as OG&E, and thought to be conservative. 7. This input is dependent on the actual CPP rate design and is expected to be refined once that rate is determined through further analysis. Preliminary estimate is based on typical bill savings for other utilities with CPP, such as OG&E, and thought to be conservative.
|  | EV Service Rider | [14 empty] | X-Large (11.5 devices per customer (TOU meter), $550 per device (TOU meter)); Large (11.5 devices per customer (TOU meter), $550 per device (TOU meter)); Medium (4.2 devices per customer (TOU meter), $550 per device (TOU meter)); Small (1.6 devices per customer (TOU meter), $425 per device (TOU meter)); Residential (1.1 devices per customer (TOU meter), $103 per device (TOU meter)) | 6. Meter quantites procured from "Meter Prefix by Rate.xlsx" from LADWP. 7. Cost/device of TOU meter for X-Large/Large/Medium based on average cost of 600 kV and 34.5 kV C&I meter costs in "Meter and meter build up costs 11-15-13.xlsx" from Jason Rondou, LADWP, 11/15/13. Also based on installed cost of $750 per C&I TOU meter from "LADWP DR Data Request Memo_9-26-13 JR update 10-21-13.docx" from Jason Rondou, LADWP, 10/21/13. Cost/device of TOU meter with remote disconnect for Res/Small based on "Meter and meter build up costs 11-15-13.xlsx" file from LADWP. Does not include labor costs associated with installation and integration or transformer buildup costs. 8. NOTE: Level 2 EV chargers will be installed for these customers but we are assuming that these costs are not incurred for the purpose of DR and therefore not included in this analysis. | [14 empty] | 2013 Total Qty of EV's in LADWP Territory = 4,052 2026 Total Qty of EV's in LADWP Territory = 230,000 2013 EV Service Rider Participants = 737 2026 EV Service Rider Participarion (% of Evs) = 18% 2026 EV Service Rider Participants = 39,846 | 1. "According to the Center for Sustainable Energy (State Rebates) there are 4052 plug-in vehicles in LA." From "LADWP DR Data Request Memo_9-26-13 JR update 10-21-13.docx" provided by Jason Rondou, LADWP, 10/21/13. 2. Jeffrey Dubin, et al., “Realizing the Potential of the Los Angeles Electric Vehicle Market,” Luskin Center for Innovation, UCLA Anderson School of Management, May 2011. Assumes constant growth of 3,161 EVs per year. 3. "Partial Answers to Rates Questions Submitted via Email on August 15, 2013" in "Rates Follow Up Questions 8-15-13.docx" sent by LADWP on 9/4/13. 4. Based on percentage of 2013 Total Qty of EV's in LADWP Territoy that are 2013 EV Service Rider Participants. Current participation assumed constant throughout analysis time period. 5. Based on percentage of EV chargers by customer segment (e.g., Residential vs. Workplace/Public/Private). Navigant Research, "Electric Vehicle Charging Equipment ", Published 3Q 2013, "EVCE-13 Navigant Research.xlsx"
|  | XRT | [30 empty] | CII Customers Maximum Participation (Qty of Customers) = 0 CII Customers Initial Participation (Qty of Customers) = 9 | 1. LADWP Data Request for current number of customers on XRT rates - "Monthly Rate Class Customers1.mdb" 3. The analysis assumes that XRT is phased out over time. |  |  | CII Customers (3%) | 2. Initial assumption; further analysis recommended
|  | AMP | [30 empty] | CII Customers Maximum Participation (Qty of Customers) = 18 CII Customers Initial Participation (Qty of Customers) = 6 | 1. LADWP Data Requests and discussion with LADWP that the current number of berths participating in AMP has the potential to triple. |  |  | CII Customers (5%) | 2. Initial assumption; further analysis recommended
#REF! | #REF! | Residential DLC (space and water heat) [Table 35] |  |  |  | 5% | Studies found 7% (composed of 5% change-of-service and 2% removals) from utilities, including: PacifiCorp, Xcel Energy, Eon US, Sacramento Municipal Utility District, Florida Power and Light (removals range from 1% to 3%). Removals are accounted for in event participation. |  | 1.74 central heat; 0.58 water heat | Based on PSE’s central and water heating pilot. Per switch impacts are weighted by the morning and afternoon impacts. | 5% | An additional utility administrative cost is added to the vendor program cost. |  |  | 15% | Based on research of vendor bids and informal communications with vendors. Includes maintenance, administrative labor, and dispatch software. | $280/water heat switch; $370/thermostat; $275/digital internet gateway | Based on PSE's Residential Demand Response Pilot Program. These costs include labor for installation. | 25 | Assumes 0.5 hour of staff time, valued at $50/hour (fully loaded). Based on research of vendor bids and informal communications with vendors. | Central Heating $32; Water Heating $8 | Incentives range from $30 to $35 for most utilities for one piece of equipment and $8 for additional equipment. PSE’s pilot program offered $50 for both central and water heating. |  |  | 7 | This value accounts for annual per-customer communication of a one-way transmission system. | 100% | Assumes all electric central heating customers and associated loads qualify for the program. | Central Heating 50%; Water Heating 100% | Assumes all central heating units and heat pumps can be retrofit, and the program employs a 50% cycling strategy. Due to the tank, water heaters can be shut off for the entire event (100% reduction). |  |  | Single-family and Manufactured 20%; Multifamily 0% | Assumes 20% of single-family and manufactured homes with electric central heating will participate. Minimal data for DLC heating programs exist; therefore, this assumption has been based on the average participation rate for national DLC cooling programs (between 15% and 20% of all residential customers, which translates to 20% to 30% of eligible customers). This is consistent with the 2009 FERC study estimate of 25% program participation for DLC cooling programs. As customers with electric central heating will include water heating, the water heating participation rates reflect the portion of electric water heaters in homes with electric central heating. Due to difficulties in reaching the multifamily segment, these customers have been removed from the potential. | 94% | Based on utility experience with DLC cooling programs, accounting for homeowners removing units and operational breakdowns (from 2.5% to 5.8%).
|  | Residential DLC (room and water heat) [Table 38] |  |  |  | 5% | Studies have found 7% (composed of 5 % change-of-service and 2% removals) from utilities, including: PacifiCorp, Xcel Energy, Eon US, Sacramento Municipal Utility District,, Florida Power and Light (removals range from 1% to 3%). Removals are accounted for in event participation. |  | 0.05 room heat; 0.58 water heat | Based on PSE’s central and water heating pilot. Per switch impacts are weighted by the morning and afternoon impacts. | 5% | An additional utility administrative cost is added to the vendor program cost. |  |  | 15% | Based on research of vendor bids and informal communications with vendors. Includes maintenance, administrative labor, and dispatch software. | $280/water heat switch; $280/baseboard switch; $275/digital internet gateway | Based on PSE's Residential Demand Response Pilot Program. These costs include labor for installation. | 25 | Marketing costs are based on 0.5 hour of staff time, valued at $50/hour (fully loaded). | Room Heating $32; Water Heating $8 | Incentives range from $30 to $35 for most utilities for one piece of equipment and $8 for additional equipment. PSE’s pilot program offered $50 for both central and water heating. | [6 empty] | Room Heating 50%; Water Heating 100% | Assumes all room units can be retrofit and the program employs a 50% cycling strategy. Due to the tank, water heating can be shut off for the entire event (100% reduction). |  |  | Single-family and Manufactured 20%; Multifamily 0% Room Heating, 20% Water Heat | Assumes 20% of customers with electric room heating will participate. Minimal data for DLC heating programs exists; therefore, the assumption is based on the average participation rate for national programs for DLC AC programs (between 15% and 20% of all residential customers, which translates to 20% to 30% of eligible customers). Due to the difficulty of reaching the multifamily segment, it is assumed that multifamily customers will only participate in this program’s water heating portion. All customers with electric room heating will include water heating in the program; so participation rates have been adjusted to account for the percentage of electric heating customers with electric water heat. | 94% | Based on utility experience with DLC cooling programs, accounting for homeowners removing units and operational breakdowns (from 2.5% to 5.8%).
|  | Residential Critical Peak Pricing [Table 44] | [8 empty] | 15% | Assumes administrative adder of 15% |  |  |  |  | 515 | Smart Thermostat: $200 installation and $315 for the meter, based on $150 for the installed cost of radio frequency devices (CEC 2004 report) plus an additional $150 to upgrade to AMI and $15/customer communication charge. | 25 | Marketing costs are based on one-half hour of staff time valued at $50/hour (fully-loaded). | N/A | There are no customer incentives, but customers may have a lower bill than they would have on a standard rate. | 400000 | Standard program development assumption, including necessary internal labor, research, and IT/billing system changes. | 7 | This value accounts for annual per-customer communication of a one-way transmission system. | 100% | All residential customers are eligible. | 15 | An average statewide reduction of 27% was found for the California residential pilot CPP programs implemented in the summer (Charles River Associates, 2005) with an on-peak rate approximately 6 times the off-peak rate. PSE’s experience with a C&I pilot shows that winter events save about 50% less than summer events; therefore, event participation was reduced to 15%. |  |  | 5% | Gulf Power reported 8,500 participants as of October 2006, out of 350,000 residential customers (2.4%). (Sources: Jim Thompson presentation to PURC Energy Policy Roundtable, October 31, 2006; and FERC Form 861 data, 2005.) Gulf Power expects to reach at least 10% penetration. (Source: Dynamic Pricing, Advanced Metering and Demand Response in Electricity Markets, Severin Borenstein, Michael Jaske, and Arthur Rosenfeld, October 2002.) 2009 FERC study reports a 5% maximum participation rate. | 100% | Event participation is captured in the average load impact.
|  | Commercial & Industrial Critical Peak Pricing [Table 46] | [8 empty] | 15% | Assumes administrative adder of 15% |  |  |  |  | 500 | Based on PSE's estimate. | $500 (per new participant) | Assumes 10 hours of effort by staff, valued at $50/hour. An additional hour per year is assumed for ongoing marketing and customer support. | N/A | There are no customer incentives, but customers may have a lower bill than they would have on a standard rate. | 400000 | Standard program development assumption, including necessary internal labor, research, and IT/billing system changes. | 7 | This value accounts for annual per-customer communication of a one-way transmission system. |  |  | 5% (as a percent of Load Basis) | In the 2010 CA Statewide Nonresidential CPP Evaluation, program impacts ranged from 2.8% to 5.26% of load for SCE, SDG&E and PG&E. In 2011, load impacts ranged by utility: PG&E averaged 5.9%, SCE averaged 5.7% and SDG&E averaged 5.8%. |  |  | 2% | Opt-in CPP programs typically exhibit low participation rates. In 2005, California experienced 1.1% participation rate across the state, which accounted for a total of 2.9% of peak load being enrolled. Individual utility participation ranged from 3.5% for PG&E to 0.1% for SCE. PG&E’s onpeak energy rates during High-Price Periods and Moderate-Price Periods are five times and three times higher, respectively, than on-peak energy rates during non-event days. High-Price Periods and Moderate-Price Periods are about 9.3 times and 3.3 times higher, respectively, than on-peak rates during non-event. | 100% | Event participation is captured in the average load impact.
|  | Commercial & Industrial Curtailment [Table 41] | [8 empty] | 5% | Administrative costs are rolled into the $/kW cost. | $80/kW | Based on third-party aggregator bid. |  |  | N/A | Included in third-party aggregator bid. | N/A | Included in third-party aggregator bid. | N/A | Included in third-party aggregator bid. | N/A | Included in third-party aggregator bid. |  |  |  |  | 30% | Customers shed between 26.9% and 34% of load for day-of and dayahead events, respectively (2010 and 2011 Statewide Aggregator Demand Response Programs: Final Report, Christensen Associates). |  |  | 20% | Programs across the country experience participation rates from 4% (the Mid American Curtailment Program has 4.5%) to 30% (Georgia Power and Indiana Michigan Power Company). | 95% | Range of PJM and MidAm programs (90%-95%).
#REF! | #REF! | Direct Load Control (DLC) | End uses are remotely cycled or shut down and customers are given a incentive payment for participating | [7 empty] | ? |  | ? |  | ? |  | ? | *available within model | ? | *available within model | Avoided peaking generation capacity ($95/kW-year); Avoided wheeling charges ($18/kW-year); Better pricing signals, more equitable cost allocation; Possible environmental benefits; Improved customer satisfaction; Improved post-outage power restoration; Improved distribution-level reliability; Suppoer for more reliable integration of renewables | [11 empty] | ? | [6 empty] | Residential (1.54); Small C&I (1.69); Medium C&I (2.27); Large C&I (3.62)
|  | Curtailable tariffs | Eligible customers agree to reduce demand to pre-specified levels and receive an incentive payment that varies with the load curtailment level | [7 empty] | ? |  | ? |  | ? |  | ? | *available within model | ? | *available within model | [12 empty] | ? | [6 empty] | Large C&I (2.97)
|  | Time-of-use (TOU) rates | Divides every day into time periods and provides a schedule of rates for each period; the assumed price differential between the peak and off-peak periods is 2-to-1 | [7 empty] | ? |  | ? |  | ? |  | ? | *available within model | ? | *available within model | [12 empty] | ? | [6 empty] | Residential (0.93); Small C&I (0.02)
|  | Critical peak pricing (CPP) rates | Customers pay a higher price during peak hours on a limited number of days of the year, and receive a discount during all other hours; the assumed price differential is 4.4-to-1 (based on PGE’s ongoing pilot) | [7 empty] | ? |  | ? |  | ? |  | ? | *available within model | ? | *available within model | [12 empty] | ? | [6 empty] | Residential (1.85); Small C&I (1.48); Medium C&I (1.6); Large C&I (6.31)
|  | Peak time rebates (PTR) | Customers are paid for peak period load reductions during a limited number of hours of the year | [7 empty] | ? |  | ? |  | ? |  | ? | *available within model | ? | *available within model | [12 empty] | ? | [6 empty] | Residential (1.18); Small C&I (0.33)
#REF! | #REF! | Curtailment Tariff | PGE currently has 16 MW participating and available for curtailment in its Schedule 77, Firm Load Reduction Program. As reported previously, the tariff is callable up to 48 hours per year and PGE is on track to achieve the targeted 20 MW by 2015 as listed in Table 4-2. This past August, PGE transitioned Schedule 77 from a pilot to a program.
|  | Automated Demand Response | As of November 14, PGE has enrolled nine customers. It is projected these customers may achieve roughly 3 MW of demand reduction, subject to validation this winter after equipment installation. We project that ADR will ramp up to 25 MW over the course of the pilot and be available for curtailment during both summer and winter seasons.
|  | Water Heater Direct Load Control Pilot - Salem Smart Grid Project | As reported in PGE’s November 2011 IRP update, we have an operating Water Heater Direct Load Control (DLC) Pilot that is part of the Salem Smart Grid Project. This pilot is unique in that it tests responses to a mock regional pricing signal. It is, however, limited to less than 100 participants; it is not associated with “smart” appliances (i.e., the water heaters were retro-fitted with communication devices); and it is not scalable beyond the Salem demonstration project. The pilot is projected to run through 2014.
|  | Smart Water Heater Direct Load Control Pilot | PGE’s 2011 IRP update also described a very small pilot that would test a plug-in communication device in five “smart” electric water heaters with which PGE would test DLC. PGE is currently refining the communication interface’s technologies to achieve consistent and reliable signals to the water heater. PGE is also exploring ways to support the Northwest Energy Efficiency Alliance and the Northwest Power and Conservation Council in order to encourage manufacturers to incorporate the sockets into their products for regional distribution.
|  | Critical Peak Pricing (CPP) Pilot | PGE concluded its CPP pilot for residential customers, Schedule 12, in October 2013, as authorized by the OPUC. Recommendation to achieve the maximum benefit from a potential second CPP pilot: • Pursue customer education as part of our strategic pricing roadmap to see what impact it plays on enrollment, retention and performance in our next pilot. • Identify CPP and time-of-use requirements for new systems and programs. • Continue to monitor DR programs and results from other utilities. • Develop an education program to better inform customers regarding the purpose of, and how to effectively participate in, dynamic pricing options and DR programs. • Evaluate and propose additional pilot alternatives that could help PGE develop a CPP program. • Continue to implement PGE’s Customer Engagement Transformation program in which we will replace the current CIS and MDC. This will create the platforms on which a more cost-effective, fully scalable CPP program can be developed along with the other benefits discussed in PGE Exhibit 900 in Docket No. UE 262. |  |  | 39% (first year) | The pilot experienced attrition its first year of operation, with the number of participants dropping from approximately 1,000 customers to approximately 610. The primary reasons that customers dropped out of the pilot were: - The failure to save money; - Difficulty in being able to shift / reduce load; and - Discomfort and inconvenience.
|  | Time-of-Day Pricing | Time-of-Day (ToD) pricing currently applies to PGE’s Schedule 89 and Schedule 85 customers. This means that ToD pricing is available for all non-residential customers with monthly demand greater than 201 kW. As of January 2014, with Commission approval of UE 262 pricing, ToD pricing will also extend to Schedule 83 customers (i.e., non-residential customers with demand greater than 31 kW per month).
|  | Energy Tracker | PGE released its Energy TrackerSM program in December 2011. This is an energy information tool that utilizes the interval data from PGE’s Advanced Metering Infrastructure system. It provides customers with energy use information that can help identify reduction and peak shifting strategies that customers may find useful to implement. More recently, PGE is preparing a Phase 2 release of the Energy TrackerSM program, targeted for 2014. Along with a more customer-friendly look and feel, Phase 2 will provide more valuable information to customers in the form of optional alerts related to energy usage and projected billing amounts. With Phase 2 information, customers will be able to see their bill-to-date information along with a projected bill based on their current usage. Additionally, customers will be able to sign up for alerts that will notify them via email and / or text of: 1) current bill information; and 2) if they are projected to exceed preset thresholds. Because these are the two most commonly requested alerts by customers, we expect them to be used extensively.
|  | Future DR Actions | Over the next three years (to 2016), PGE intends to take the following actions to further develop DR: • Continue to implement the curtailment tariff to achieve the target 20 MW of capacity by 2015. • Continue to develop and ramp up the ADR pilot to achieve 25 MW by 2017, and complete interim program evaluations in 2015 and 2016. • Develop an education program and new dynamic pricing pilot (for instance the potential CPP pilot discussed above) in advance of the deployment of new CIS and MDC systems. • Refine the smart water heater direct load control pilot. This will allow PGE to better position ourselves for the eventual introduction of scalable technologies. • Continue to evaluate demand and energy savings associated with the two substation CVR pilot and then perform cost / benefit analysis.
#REF! | #REF!
#REF! | #REF! | Cool Keeper Program (residential and small commercial DLC Air Conditioning program)
Irrigation Load Control Program
|  | Inverted block structures for residential customers (inverted rate pricing, mandatory) |  | Utah (706,948 participating customers, 7,314,347 MWh enrolled loads); Wyoming (110,089 participating customers, 1,181,202 MWh enrolled loads); Oregon (474,810 participating customers, 6,025,556 MWh enrolled loads); Washington (104,404 participating customers, 1,789,050 MWh enrolled loads); California (35,681 participating customers, 440,299 MWh enrolled loads); Idaho (43,198 participating customers, 487,948 MWh enrolled loads); | Participating customers as of December 31, 2011; Residual on-peak portions of TOU loads and actual Inverted Rate Pricing loads after impacts of respective pricing structures, calendar year 2011. |  |  | Utah (61,289-128,992 MWh shifted or saved due to rate, 12,940-27,235 kW coincident peak impact); Wyoming (114,093-240,127 MWh shifted or saved due to rate, 17,054-35,893 kW coincident peak impact); Oregon (474,810-6,025,556 MWh shifted or saved due to rate, 3,420-13,780 kW coincident peak impact); Washington (57,658-232,347 MWh shifted or saved due to rate, 10,647-43,905 kW coincident peak impact); California (2,243-9,037 MWh shifted or saved due to rate, 252-1,015 kW coincident peak impact); Idaho (9,755-20,532 MWh shifted or saved due to rate, 1,098-2,311 kW coincident peak impact); | [30 empty] | Utah (0.8%-1.7%); Wyoming (8.8%-16.9%); Oregon (0.3%-1.2%); Washington (3.1%-11.5%); California (0.5%-2.0%); Idaho (2.0%-4.0%);
|  | TOU structures for residential and C&I customers (optional) |  | Utah (335 participating customers, 262 MWh enrolled loads); Oregon (1,281 participating customers, 3,898 MWh enrolled loads); Idaho (14,290 participating customers, 130,294 MWh enrolled); | Participating customers as of December 31, 2011; Residual on-peak portions of TOU loads and actual Inverted Rate Pricing loads after impacts of respective pricing structures, calendar year 2011. |  |  | Utah (12-14 MWh shifted or saved due to rate, 3 kW coincident peak impact); Oregon (311-355 MWh shifted or saved due to rate, 58-66 kW coincident peak impact); Idaho (16,849-19,195 MWh shifted or saved due to rate, 1,896-2,160 kW coincident peak impact); | [30 empty] | Utah (4.5%-5.1%); Oregon (7.4%-8.3%); Idaho (11.5%-12.8%);

## Lists (hidden)
Tier 1 - Highly Relevant
Tier 2 - Relevant
Tier 3 - Partial Relevance
Tier 4 - Not Directly Relevant, but Related

## CostByType_Summary
[9 empty] | MW |  | MW |  |  |  |  | 2021 Costs | 2025 Costs | 2035 Costs
Index | Bin | Component | Real Levelized Costs | Winter Peaking | Summer Peaking | Base or Smart | Type | Peaking Type | Potential in 2021 | Potential in 2025 | Potential in 2035 | Cumulative Probabillity | Cumulative Probabillity | W potential 2021 | S potential 2020 | $/year | $/year | $/year
3 | Bin 1 | b. Curtailable/Interruptible Tariff | -12.8015 | 100% | 100% | Base | Ag/Industrial | Year Round | 557.0076 | 577.09 | 645.5242 | 14.12% | 14.1% | 557.0076 | 557.0076 | -7130529.88 | -7387614.4271 | -8263675.1175
6 | Bin 1 | b. Curtailable/Interruptible - AutoDR | -2.8963 | 100% | 100% | Smart | Ag/Industrial | Year Round | 557.0076 | 577.09 | 645.5242 | 28.24% | 28.19% | 557.0076 | 557.0076 | -1613288.6128 | -1671454.2161 | -1869663.7125
6 | Bin 1 | d. Refrigerated Warehouses - Controls | 2.8163 | 90% | 100% | Smart | Ag/Industrial | Year Round | 278.5038 | 288.545 | 322.7621 | 35.3% | 35.24% | 250.6534 | 278.5038 | 784345.8319 | 812624.683 | 908989.8287
2 | Bin 1 | b. Space Cooling, Medium - Switch | 3.879 | 20% | 100% | Base | Commercial | Summer Peaking | 46.9987 | 48.6932 | 54.4675 | 36.49% | 36.43% | 9.3997 | 46.9987 | 182308.3638 | 188881.3203 | 211279.8228
2 | Bin 1 | a. Space Cooling, Small - Switch | 11.1469 | 20% | 100% | Base | Commercial | Summer Peaking | 17.5462 | 18.1788 | 20.3345 | 36.94% | 36.87% | 3.5092 | 17.5462 | 195586.2891 | 202637.9687 | 226667.8041
1 | Bin 2 | c. Space Heating - Switch | 27.8889 | 100% | 0% | Base | Residential | Winter Peaking | 279.7724 | 290.7248 | 325.3988 | 44.03% | 43.98% | 279.7724 | 0 | 7802535.6281 | 8107985.5881 | 9075002.7788
6 | Bin 2 | c. Load Aggregator - AutoDR | 28.7233 | 100% | 100% | Smart | Ag/Industrial | Year Round | 139.2519 | 144.2725 | 161.3811 | 47.56% | 47.5% | 139.2519 | 139.2519 | 3999773.8202 | 4143981.9027 | 4635396.2399
1 | Bin 2 | a. Space Cooling - CAC Switch | 47.0633 | 0% | 100% | Base | Residential | Summer Peaking | 102.3201 | 106.3257 | 119.0069 | 50.16% | 50.1% | 0 | 102.3201 | 4815524.6719 | 5004040.5453 | 5600858.7287
1 | Bin 2 | d. Water Heating - Switch | 48.8585 | 100% | 100% | Base | Residential | Year Round | 483.2433 | 502.161 | 562.0524 | 62.41% | 62.38% | 483.2433 | 483.2433 | 23610533.6398 | 24534827.6002 | 27461029.1582
5 | Bin 2 | c. Lighting Controls - AutoDR | 54.7378 | 100% | 100% | Smart | Commercial | Year Round | 171.0681 | 177.2358 | 198.2533 | 66.74% | 66.71% | 171.0681 | 171.0681 | 9363887.0765 | 9701493.2163 | 10851945.3588
6 | Bin 2 | a. Irrigation Pumping - AutoDR | 54.7378 | 0% | 100% | Smart | Ag/Industrial | Summer Peaking | 4.9148 | 5.092 | 5.6958 | 66.87% | 66.83% | 0 | 4.9148 | 269023.7369 | 278723.1346 | 311775.5339
5 | Bin 2 | b. Space Cooling, Medium - AutoDR | 55.1247 | 20% | 100% | Smart | Commercial | Summer Peaking | 219.3273 | 227.2349 | 254.1816 | 72.43% | 72.38% | 43.8655 | 219.3273 | 12090361.4033 | 12526268.0102 | 14011696.2374
1 | Bin 2 | b. Space Cooling - RAC Switch | 61.1545 | 0% | 100% | Base | Residential | Summer Peaking | 4.6044 | 4.7847 | 5.3553 | 72.54% | 72.5% | 0 | 4.6044 | 281580.0705 | 292603.2334 | 327501.218
3 | Bin 2 | a. Irrigation Pumping - Switch | 75.6559 | 0% | 100% | Base | Ag/Industrial | Summer Peaking | 9.8295 | 10.1839 | 11.3916 | 72.79% | 72.75% | 0 | 9.8295 | 743662.767 | 770474.8285 | 861841.6313
5 | Bin 3 | a. Space Cooling, Small - PCT | 89.0458 | 20% | 100% | Smart | Commercial | Summer Peaking | 20.4705 | 21.2086 | 23.7236 | 73.31% | 73.26% | 4.0941 | 20.4705 | 1822816.1091 | 1888536.0291 | 2112488.185
4 | Bin 3 | d. Water Heating - WH Controls | 152.098 | 100% | 100% | Smart | Residential | Year Round | 53.6937 | 55.7957 | 62.4503 | 74.67% | 74.63% | 53.6937 | 53.6937 | 8166706.3582 | 8486412.701 | 9498563.855
4 | Bin 3 | a. Space Cooling - CAC PCT | 153.0851 | 0% | 100% | Smart | Residential | Summer Peaking | 238.7469 | 248.0933 | 277.6827 | 80.73% | 80.69% | 0 | 238.7469 | 36548588.1555 | 37979374.9309 | 42509070.7538
4 | Bin 3 | b. Space Cooling - RAC PCT | 153.0851 | 0% | 100% | Smart | Residential | Summer Peaking | 107.4361 | 111.642 | 124.9572 | 83.45% | 83.42% | 0 | 107.4361 | 16446864.67 | 17090718.7189 | 19129081.8392
4 | Bin 3 | c. Space Heating - PCT | 153.0851 | 100% | 0% | Smart | Residential | Winter Peaking | 652.8023 | 678.3579 | 759.2638 | 100% | 100% | 652.8023 | 0 | 99934282.4709 | 103846462.3109 | 116231944.8897
[9 empty] | 3944.5452 | 4579.4068
|  | Weighted Average Costs | 2021 | 2025 | 2035 | Pi chart percent | St. dev | Max | Min | Winter Volume Available in 2021 | Winter Volume available in 2025 (MW) | Winter Volume available in 2035 (MW) | Summer Volume available in 2021 (MW) | Summer Volume available in 2025 (MW) | Summer Volume available in 2035 (MW)
|  | Bin 1 | -5.2033 | -5.2033 | -5.2033 | 36.94% | 13.7619 | 11.1469 | -12.8015 | 1376.5375 | 1426.1673 | 1595.2894 | 1457.0638 | 1509.5969 | 1688.6125
|  | Bin 2 | 44.5277 | 44.523 | 44.522 | 35.86% | 10.4736 | 75.6559 | 27.8889 | 1118.0315 | 1160.4684 | 1298.5701 | 1129.5401 | 1172.4138 | 1311.9371
|  | Bin 3 | 151.8141 | 151.8177 | 151.8184 | 27.21% | 36.647 | 153.0851 | 89.0458 | 710.7828 | 738.5662 | 826.6434 | 420.619 | 437.0604 | 489.1817
|  | Weighted Average Costs | 2021 | 2025 | 2035 | Pi chart percent | St. dev
|  | Winter Peaking | 115.5262 | 115.5262 | 115.5262 | 23.64% | 88.5271
|  | Year Round | 16.6005 | 16.631 | 16.6372 | 56.78% | 56.1637
|  | Summer Peaking | 95.049 | 95.107 | 95.1188 | 19.58% | 50.8242
| Bin | Program | Net Levelized Fixed Costs in $/kW-year | Bin Weighted Average in $/kW-year | Percent of Potential
| Bin 1 | Curtailable/Interruptible Tariff | -12.8015 | -5.2033 | 14.12% | 38.23%
| Bin 1 | Curtailable/Interruptible - AutoDR | -2.8963 | -5.2033 | 14.12% | 38.23%
| Bin 1 | Refrigerated Warehouses - Controls | 2.8163 | -5.2033 | 7.06% | 19.11%
| Bin 1 | Space Cooling, Medium - Switch | 3.879 | -5.2033 | 1.191% | 3.226%
| Bin 1 | Space Cooling, Small - Switch | 11.1469 | -5.2033 | 0.4448% | 1.204%
| Bin 2 | Space Heating - Switch | 27.8889 | 44.5277 | 7.093% | 19.78%
| Bin 2 | Load Aggregator - AutoDR | 28.7233 | 44.5277 | 3.53% | 9.846%
| Bin 2 | Space Cooling - CAC Switch | 47.0633 | 44.5277 | 2.594% | 7.235%
| Bin 2 | Water Heating - Switch | 48.8585 | 44.5277 | 12.25% | 34.17%
| Bin 2 | Irrigation Pumping - AutoDR | 54.7378 | 44.5277 | 4.337% | 12.1%
| Bin 2 | Lighting Controls - AutoDR | 54.7378 | 44.5277 | 0.1246% | 0.3475%
| Bin 2 | Space Cooling, Medium - AutoDR | 55.1247 | 44.5277 | 5.56% | 15.51%
| Bin 2 | Space Cooling - RAC Switch | 61.1545 | 44.5277 | 0.1167% | 0.3256%
| Bin 2 | Irrigation Pumping - Switch | 75.6559 | 44.5277 | 0.2492% | 0.695%
| Bin 3 | Space Cooling, Small - PCT | 89.0458 | 151.8141 | 0.519% | 1.908%
| Bin 3 | Water Heating - WH Controls | 152.098 | 151.8141 | 1.361% | 5.003%
| Bin 3 | Space Cooling - CAC PCT | 153.0851 | 151.8141 | 6.053% | 22.25%
| Bin 3 | Space Cooling - RAC PCT | 153.0851 | 151.8141 | 2.724% | 10.01%
| Bin 3 | Space Heating - PCT | 153.0851 | 151.8141 | 16.55% | 60.83%
|  | Residential | 48.74%
|  | Commercial | 12.05%
|  | Ag/Industrial | 39.21%

## 7thPlanAssumptions
MicroFin Financials | Municipal/PUD | Investor Owned Utility | Indep. Power Producer
Key Assumptions
Discount Rate | 4 | 4 | 4
Inflation Rate | 1.64 | 1.64 | 1.64
Data Source: | Seventh Plan Assumptions +Global Inputs.xlsx
Base year to use for inflation | 2012
Discount Rate Multiplier | 1.04
Currently Applied to DR Calculations ?
Bulk System T&D Loss Factor | 0.4% | No
Bulk System T&D Credit ($/kw-yr)($/dailytherm-yr) | 26 | Yes | 1 | <------This should be 1, If Transmission Deferral in Implementation costs.
Bulk System T&D I2R Loss Component (%) | 90% | No
Local System Dist Loss Factor | 4.7% | No
Local System Dist Credit ($/kw-yr)($/dailytherm-yr) | 31 | No
Local System Dist I2R Loss Component (%) | 70% | No

## EnergyCalculations
|  |  | Standard Hrs | 2166 | 2184 | 2208 | 2208
|  |  |  | Net hours of dispatch |  |  |  | Percentage of Capacity available
|  | 2021 Potential W | 2021 Potential S | Q1 | Q2 | Q3 | Q4 | Q1 | Q2 | Q3 | Q4
a. Irrigation Pumping - Switch | Top 50 summer system hours (load shifting) | 0.72746 | 0 | 0 | 0 | 0 | 0 | 0 | 0 | 0 | 0 | Assume load shifting
b. Curtailable/Interruptible Tariff | Top 60 system hours | 0.14096 | 557.0076 | 30 | 0 | 30 | 0 | 0.0019524 | 0 | 7.568 | 0
b. Space Cooling, Medium - Switch | Top 50 summer system hours | 0.3643 | 9.3997 | 0 | 0 | 50 | 0 | 0 | 0 | 0.21286 | 0
d. Refrigerated Warehouses - Controls | Top 50 system hours (load shifting) | 0.35241 | 250.6534 | 0 | 0 | 0 | 0 | 0 | 0 | 0 | 0 | Assume load shifting
a. Space Cooling, Small - Switch | Top 50 summer system hours | 0.36874 | 3.5092 | 0 | 0 | 50 | 0 | 0 | 0 | 0.079466 | 0
b. Curtailable/Interruptible - AutoDR | Top 60 system hours | 0.28192 | 557.0076 | 30 | 0 | 30 | 0 | 0.0039048 | 0 | 7.568 | 0
c. Space Heating - Switch | Top 50 winter system hours | 0.4398 | 279.7724 | 50 | 0 | 0 | 0 | 0.010152 | 0 | 0 | 0
a. Space Cooling - CAC Switch | Top 50 summer system hours | 0.50103 | 0 | 0 | 0 | 50 | 0 | 0 | 0 | 0 | 0
d. Water Heating - Switch | Top 50 system hours (load shifting) | 0.62376 | 483.2433 | 0 | 0 | 0 | 0 | 0 | 0 | 0 | 0 | Assume load shifting
b. Space Cooling, Medium - AutoDR | Top 50 summer system hours | 0.7238 | 43.8655 | 0 | 0 | 50 | 0 | 0 | 0 | 0.99333 | 0
c. Lighting Controls - AutoDR | Top 60 system hours | 0.66705 | 171.0681 | 30 | 0 | 30 | 0 | 0.009239 | 0 | 2.3243 | 0
b. Space Cooling - RAC Switch | Top 50 summer system hours | 0.72497 | 0 | 0 | 0 | 50 | 0 | 0 | 0 | 0 | 0
c. Load Aggregator - AutoDR | Top 60 system hours | 0.47504 | 139.2519 | 30 | 0 | 30 | 0 | 0.0065795 | 0 | 1.892 | 0
a. Space Cooling, Small - PCT | Top 50 summer system hours | 0.73264 | 4.0941 | 0 | 0 | 50 | 0 | 0 | 0 | 0.092711 | 0
c. Space Heating - PCT | Top 50 winter system hours | 1 | 652.8023 | 50 | 0 | 0 | 0 | 0.023084 | 0 | 0 | 0
a. Space Cooling - CAC PCT | Top 50 summer system hours | 0.80691 | 0 | 0 | 0 | 50 | 0 | 0 | 0 | 0 | 0
d. Water Heating - WH Controls | Top 50 summer system hours (load shifting) | 0.74628 | 53.6937 | 0 | 0 | 0 | 0 | 0 | 0 | 0 | 0 | Assume load shifting
b. Space Cooling - RAC PCT | Top 50 summer system hours | 0.8342 | 0 | 0 | 0 | 50 | 0 | 0 | 0 | 0 | 0
a. Irrigation Pumping - AutoDR | Top 50 summer system hours (load shifting) | 0.6683 | 0 | 0 | 0 | 0 | 0 | 0 | 0 | 0 | 0 | Assume load shifting

## CostByType_Details
[9 empty] | MW | MW |  |  | 2021 Costs | 2035 Costs
Index | Bin | Component | Real Levelized Costs | Winter Peaking | Summer Peaking | Base or Smart | Type | Peaking Type | Potential in 2021 | Potential in 2035 | W potential 2020 | S potential 2020 | $/year | $/year
3 | Bin 1 | b. Curtailable/Interruptible Tariff | -12.8015 | 100% | 100% | Base | Ag/Industrial | Year Round | 557.0076 | 645.5242 | 557.0076 | 557.0076 | -7130529.88 | -8263675.1175
6 | Bin 1 | b. Curtailable/Interruptible - AutoDR | -2.8963 | 100% | 100% | Smart | Ag/Industrial | Year Round | 557.0076 | 645.5242 | 557.0076 | 557.0076 | -1613288.6128 | -1869663.7125
6 | Bin 1 | d. Refrigerated Warehouses - Controls | 2.8163 | 90% | 100% | Smart | Ag/Industrial | Year Round | 278.5038 | 322.7621 | 250.6534 | 278.5038 | 784345.8319 | 908989.8287
2 | Bin 1 | b. Space Cooling, Medium - Switch | 3.879 | 20% | 100% | Base | Commercial | Summer Peaking | 46.9987 | 54.4675 | 9.3997 | 46.9987 | 182308.3638 | 211279.8228
2 | Bin 1 | a. Space Cooling, Small - Switch | 11.1469 | 20% | 100% | Base | Commercial | Summer Peaking | 17.5462 | 20.3345 | 3.5092 | 17.5462 | 195586.2891 | 226667.8041
6 | Bin 2 | c. Load Aggregator - AutoDR | 28.7233 | 100% | 100% | Smart | Ag/Industrial | Year Round | 139.2519 | 161.3811 | 139.2519 | 139.2519 | 3999773.8202 | 4635396.2399
1 | Bin 2 | c. Space Heating - Switch | 27.8889 | 100% | 0% | Base | Residential | Winter Peaking | 279.7724 | 325.3988 | 279.7724 | 0 | 7802535.6281 | 9075002.7788
1 | Bin 2 | a. Space Cooling - CAC Switch | 47.0633 | 0% | 100% | Base | Residential | Summer Peaking | 102.3201 | 119.0069 | 0 | 102.3201 | 4815524.6719 | 5600858.7287
1 | Bin 2 | d. Water Heating - Switch | 48.8585 | 100% | 100% | Base | Residential | Year Round | 483.2433 | 562.0524 | 483.2433 | 483.2433 | 23610533.6398 | 27461029.1582
6 | Bin 2 | a. Irrigation Pumping - AutoDR | 54.7378 | 0% | 100% | Smart | Ag/Industrial | Summer Peaking | 4.9148 | 5.6958 | 0 | 4.9148 | 269023.7369 | 311775.5339
5 | Bin 2 | c. Lighting Controls - AutoDR | 54.7378 | 100% | 100% | Smart | Commercial | Year Round | 171.0681 | 198.2533 | 171.0681 | 171.0681 | 9363887.0765 | 10851945.3588
5 | Bin 2 | b. Space Cooling, Medium - AutoDR | 55.1247 | 20% | 100% | Smart | Commercial | Summer Peaking | 219.3273 | 254.1816 | 43.8655 | 219.3273 | 12090361.4033 | 14011696.2374
1 | Bin 2 | b. Space Cooling - RAC Switch | 61.1545 | 0% | 100% | Base | Residential | Summer Peaking | 4.6044 | 5.3553 | 0 | 4.6044 | 281580.0705 | 327501.218
3 | Bin 2 | a. Irrigation Pumping - Switch | 75.6559 | 0% | 100% | Base | Ag/Industrial | Summer Peaking | 9.8295 | 11.3916 | 0 | 9.8295 | 743662.767 | 861841.6313
5 | Bin 3 | a. Space Cooling, Small - PCT | 89.0458 | 20% | 100% | Smart | Commercial | Summer Peaking | 20.4705 | 23.7236 | 4.0941 | 20.4705 | 1822816.1091 | 2112488.185
4 | Bin 3 | d. Water Heating - WH Controls | 152.098 | 100% | 100% | Smart | Residential | Year Round | 53.6937 | 62.4503 | 53.6937 | 53.6937 | 8166706.3582 | 9498563.855
4 | Bin 3 | a. Space Cooling - CAC PCT | 153.0851 | 0% | 100% | Smart | Residential | Summer Peaking | 238.7469 | 277.6827 | 0 | 238.7469 | 36548588.1555 | 42509070.7538
4 | Bin 3 | b. Space Cooling - RAC PCT | 153.0851 | 0% | 100% | Smart | Residential | Summer Peaking | 107.4361 | 124.9572 | 0 | 107.4361 | 16446864.67 | 19129081.8392
4 | Bin 3 | c. Space Heating - PCT | 153.0851 | 100% | 0% | Smart | Residential | Winter Peaking | 652.8023 | 759.2638 | 652.8023 | 0 | 99934282.4709 | 116231944.8897
[25 empty] | 5 | 6 | 7 | 8
RPM Input Preparation |  |  |  | Cumulative Potential (in MW) | [20 empty] | 2166 | 2184 | 2208 | 2208 | Potential Each Decision year for Two Year period (MW) | [12 empty] | Capacity Percentage
Bin 1 | Implementation Costs -> Fixed O&M ($/kW-yr) | Enablement Costs -> Construction ($/kW-yr) | Total Potential -> Total Potential Capacity (MW) | 2016 ¦ SB1 | 2017 ¦ SB1 | 2018 ¦ SB1 | 2019 ¦ SB1 | 2020 ¦ SB1 | 2021 ¦ SB1 | 2022 ¦ SB1 | 2023 ¦ SB1 | 2024 ¦ SB1 | 2025 ¦ SB1 | 2026 ¦ SB1 | 2027 ¦ SB1 | 2028 ¦ SB1 | 2029 ¦ SB1 | 2030 ¦ SB1 | 2031 ¦ SB1 | 2032 ¦ SB1 | 2033 ¦ SB1 | 2034 ¦ SB1 | 2035 ¦ SB1 | Total for Weighting Calc | Q1 | Q2 | Q3 | Q4 | 2016 ¦ SB1 | 2017 ¦ SB1 | 2018 ¦ SB1 | 2019 ¦ SB1 | 2020 ¦ SB1 | 2021 ¦ SB1 | 2022 ¦ SB1 | 2024 ¦ SB1 | 2026 ¦ SB1 | 2028 ¦ SB1 | 2030 ¦ SB1 | 2032 ¦ SB1 | 2034 ¦ SB1 | Q1 | Q2 | Q3 | Q4
b. Curtailable/Interruptible Tariff | -12.8015 | 0 | INF | 25.8017 | 130.5579 | 238.1265 | 348.4283 | 461.7711 | 550.1942 | 557.0076 | 563.7299 | 570.4291 | 577.09 | 583.4681 | 590.0692 | 596.9401 | 603.8505 | 610.6044 | 617.4339 | 624.3398 | 631.3228 | 638.384 | 645.5242 | 10165.0734 | 1.385% | 0% | 1.359% | 0% | 25.8017 | 104.7562 | 107.5686 | 110.3018 | 113.3429 | 88.423 | 13.5358 | 13.36 | 12.9793 | 13.7813 | 13.5834 | 13.8889 | 14.2014 | 100% | 0% | 100% | 0%
b. Curtailable/Interruptible - AutoDR | -4.8006 | 1.9042 | INF | 25.8017 | 130.5579 | 238.1265 | 348.4283 | 461.7711 | 550.1942 | 557.0076 | 563.7299 | 570.4291 | 577.09 | 583.4681 | 590.0692 | 596.9401 | 603.8505 | 610.6044 | 617.4339 | 624.3398 | 631.3228 | 638.384 | 645.5242 | 10165.0734 | 1.385% | 0% | 1.359% | 0% | 25.8017 | 104.7562 | 107.5686 | 110.3018 | 113.3429 | 88.423 | 13.5358 | 13.36 | 12.9793 | 13.7813 | 13.5834 | 13.8889 | 14.2014 | 100% | 0% | 100% | 0%
d. Refrigerated Warehouses - Controls | -4.8006 | 7.6168 | INF | 12.9008 | 65.2789 | 119.0632 | 174.2141 | 230.8856 | 275.0971 | 278.5038 | 281.865 | 285.2146 | 288.545 | 291.7341 | 295.0346 | 298.4701 | 301.9253 | 305.3022 | 308.717 | 312.1699 | 315.6614 | 319.192 | 322.7621 | 5082.5367 | 0% | 0% | 2.264% | 0% | 12.9008 | 52.3781 | 53.7843 | 55.1509 | 56.6714 | 44.2115 | 6.7679 | 6.68 | 6.4896 | 6.8907 | 6.7917 | 6.9445 | 7.1007 | 90% | 0% | 100% | 0%
b. Space Cooling, Medium - Switch | -12.8015 | 16.6805 | INF | 3.6285 | 16.5241 | 26.7899 | 34.2993 | 38.9629 | 46.4238 | 46.9987 | 47.5659 | 48.1312 | 48.6932 | 49.2314 | 49.7884 | 50.3681 | 50.9512 | 51.5211 | 52.0973 | 52.68 | 53.2692 | 53.865 | 54.4675 | 876.2566 | 0% | 0% | 2.264% | 0% | 3.6285 | 12.8957 | 10.2658 | 7.5094 | 4.6636 | 7.4609 | 1.1421 | 1.1273 | 1.0952 | 1.1628 | 1.1461 | 1.1719 | 1.1983 | 20% | 0% | 100% | 0% | Shaping
a. Space Cooling, Small - Switch | -12.8015 | 23.9484 | INF | 1.3546 | 6.169 | 10.0016 | 12.8051 | 14.5462 | 17.3316 | 17.5462 | 17.7579 | 17.969 | 18.1788 | 18.3797 | 18.5877 | 18.8041 | 19.0218 | 19.2345 | 19.4497 | 19.6672 | 19.8872 | 20.1096 | 20.3345 | 327.1358 | 0% | 0% | 2.264% | 0% | 1.3546 | 4.8144 | 3.8326 | 2.8035 | 1.7411 | 2.7854 | 0.42639 | 0.42085 | 0.40886 | 0.43412 | 0.42789 | 0.43751 | 0.44735 | 20% | 0% | 100% | 0% |  | Q1 | Q3
| -8.218 | 3.0252 |  | 69.4873 | 349.0878 | 632.1077 | 918.175 | 1207.9369 | 1439.2408 | 1457.0638 | 1474.6487 | 1492.1729 | 1509.5969 | 1526.2814 | 1543.549 | 1561.5224 | 1579.5993 | 1597.2667 | 1615.1317 | 1633.1966 | 1651.4635 | 1669.9347 | 1688.6125 | 26616.0759 | 1.058% | 0% | 1.573% | 0% | 69.4873 | 279.6005 | 283.0199 | 286.0674 | 289.7619 | 231.3038 | 35.4079 | 34.9482 | 33.9522 | 36.0502 | 35.5325 | 36.3318 | 37.149 | 94.47% | 0% | 100% | 0% | Space Heating - DLC | 1 | 0
Bin 2 | [45 empty] | Water Heating - DLC | 1 | 1
c. Load Aggregator - AutoDR | 19.2022 | 9.5211 | INF | 6.4504 | 32.6395 | 59.5316 | 87.1071 | 115.4428 | 137.5485 | 139.2519 | 140.9325 | 142.6073 | 144.2725 | 145.867 | 147.5173 | 149.235 | 150.9626 | 152.6511 | 154.3585 | 156.0849 | 157.8307 | 159.596 | 161.3811 | 2541.2683 | 1.385% | 0% | 1.359% | 0% | 6.4504 | 26.189 | 26.8922 | 27.5754 | 28.3357 | 22.1058 | 3.3839 | 3.34 | 3.2448 | 3.4453 | 3.3958 | 3.4722 | 3.5503 | 100% | 0% | 100% | 0% | Space Cooling - CAC DLC | 0 | 1
c. Space Heating - Switch | -5.616 | 33.5048 | INF | 21.4191 | 97.836 | 158.8405 | 203.6501 | 231.4955 | 276.0723 | 279.7724 | 283.4527 | 287.0978 | 290.7248 | 294.311 | 297.8358 | 301.2845 | 304.6749 | 308.0348 | 311.4319 | 314.8664 | 318.3387 | 321.8494 | 325.3988 | 5228.3874 | 0% | 0% | 2.264% | 0% | 21.4191 | 76.4169 | 61.0046 | 44.8096 | 27.8454 | 44.5768 | 7.3805 | 7.2721 | 7.111 | 6.8391 | 6.757 | 6.9069 | 7.06 | 100% | 0% | 0% | 0% | Space Cooling - RAC DLC | 0 | 1
a. Space Cooling - CAC Switch | -5.616 | 52.6793 | INF | 7.8335 | 35.7812 | 58.0922 | 74.4802 | 84.664 | 100.9669 | 102.3201 | 103.6661 | 104.9992 | 106.3257 | 107.6373 | 108.9264 | 110.1876 | 111.4276 | 112.6564 | 113.8988 | 115.1549 | 116.4248 | 117.7088 | 119.0069 | 1912.1584 | 0% | 0% | 0% | 0% | 7.8335 | 27.9477 | 22.311 | 16.388 | 10.1838 | 16.3029 | 2.6992 | 2.6596 | 2.6007 | 2.5012 | 2.4712 | 2.526 | 2.582 | 0% | 0% | 100% | 0% | Space Cooling, Small - CAC DLC | 0.2 | 1
d. Water Heating - Switch | -5.616 | 54.4745 | INF | 22.1979 | 112.6596 | 205.7707 | 301.5079 | 399.8559 | 476.8521 | 483.2433 | 489.6002 | 495.8963 | 502.161 | 508.3554 | 514.4436 | 520.4005 | 526.2566 | 532.0602 | 537.9278 | 543.8601 | 549.8578 | 555.9217 | 562.0524 | 8840.8809 | 0% | 0% | 2.264% | 0% | 22.1979 | 90.4617 | 93.1111 | 95.7372 | 98.3479 | 76.9962 | 12.7481 | 12.5609 | 12.2826 | 11.8129 | 11.6712 | 11.93 | 12.1946 | 100% | 0% | 100% | 0% | Space Cooling, Medium - CAC DLC | 0.2 | 1
a. Irrigation Pumping - AutoDR | -12.8015 | 59.5383 | INF | 0.22766 | 1.152 | 2.1011 | 3.0744 | 4.0745 | 4.8547 | 4.9148 | 4.9741 | 5.0332 | 5.092 | 5.1482 | 5.2065 | 5.2671 | 5.3281 | 5.3877 | 5.4479 | 5.5089 | 5.5705 | 5.6328 | 5.6958 | 89.6918 | 0% | 0% | 0% | 0% | 0.22766 | 0.92432 | 0.94913 | 0.97325 | 1.0001 | 0.7802 | 0.11943 | 0.11788 | 0.11452 | 0.1216 | 0.11985 | 0.12255 | 0.12531 | 0% | 0% | 100% | 0% | Lighting Controls | 1 | 1
c. Lighting Controls - AutoDR | -4.8006 | 59.5383 | INF | 7.9242 | 40.0969 | 73.1334 | 107.0092 | 141.8191 | 168.9756 | 171.0681 | 173.1327 | 175.1901 | 177.2358 | 179.1947 | 181.222 | 183.3322 | 185.4545 | 187.5288 | 189.6262 | 191.7471 | 193.8918 | 196.0604 | 198.2533 | 3121.8959 | 0% | 0% | 2.264% | 0% | 7.9242 | 32.1727 | 33.0365 | 33.8759 | 34.8098 | 27.1565 | 4.1571 | 4.1031 | 3.9862 | 4.2325 | 4.1717 | 4.2656 | 4.3615 | 100% | 0% | 100% | 0% | Irrigation Pumping - DLC | 0 | 1
b. Space Cooling, Medium - AutoDR | -4.8006 | 59.9253 | INF | 7.2569 | 40.3924 | 80.3697 | 127.3973 | 181.827 | 216.6445 | 219.3273 | 221.9743 | 224.6122 | 227.2349 | 229.7464 | 232.3456 | 235.0511 | 237.7722 | 240.4316 | 243.1208 | 245.84 | 248.5897 | 251.3701 | 254.1816 | 3965.4856 | 0% | 0% | 2.264% | 0% | 7.2569 | 33.1355 | 39.9774 | 47.0276 | 54.4297 | 34.8174 | 5.3298 | 5.2606 | 5.1107 | 5.4265 | 5.3486 | 5.4689 | 5.5919 | 20% | 0% | 100% | 0% | Curtailable/Interruptible Tariffs | 1 | 1
b. Space Cooling - RAC Switch | -5.616 | 66.7705 | INF | 0.35251 | 1.6102 | 2.6141 | 3.3516 | 3.8099 | 4.5435 | 4.6044 | 4.665 | 4.725 | 4.7847 | 4.8437 | 4.9017 | 4.9584 | 5.0142 | 5.0695 | 5.1254 | 5.182 | 5.2391 | 5.2969 | 5.3553 | 86.0471 | 1.385% | 0% | 1.359% | 0% | 0.35251 | 1.2576 | 1.004 | 0.73746 | 0.45827 | 0.73363 | 0.12147 | 0.11968 | 0.11703 | 0.11256 | 0.1112 | 0.11367 | 0.11619 | 0% | 0% | 100% | 0% | Load Aggregator | 1 | 1
a. Irrigation Pumping - Switch | -12.8015 | 88.4574 | INF | 0.45532 | 2.304 | 4.2022 | 6.1487 | 8.1489 | 9.7093 | 9.8295 | 9.9482 | 10.0664 | 10.1839 | 10.2965 | 10.413 | 10.5342 | 10.6562 | 10.7754 | 10.8959 | 11.0178 | 11.141 | 11.2656 | 11.3916 | 179.3836 | 0% | 0% | 0% | 0% | 0.45532 | 1.8486 | 1.8983 | 1.9465 | 2.0002 | 1.5604 | 0.23887 | 0.23576 | 0.22905 | 0.2432 | 0.23971 | 0.2451 | 0.25061 | 0% | 0% | 100% | 0% | Refrigerated Warehouses | 0.9 | 1
| -3.0389 | 47.4544 |  | 74.1175 | 364.4716 | 644.6556 | 913.7266 | 1171.1374 | 1396.1672 | 1414.3318 | 1432.3457 | 1450.2275 | 1468.0153 | 1485.4001 | 1502.8119 | 1520.2508 | 1537.5468 | 1554.5955 | 1571.8332 | 1589.262 | 1606.8841 | 1624.7016 | 1642.7167 | 25965.1991 | 0.1401% | 0% | 1.983% | 0% | 74.1175 | 290.3541 | 280.184 | 269.071 | 257.4108 | 225.0298 | 36.1785 | 35.6696 | 34.7965 | 34.735 | 34.2863 | 35.0509 | 35.8326 | 79.05% | 0% | 79.86% | 0%
Bin 3
a. Space Cooling, Small - PCT | -4.8006 | 59.9253 | INF | 0.67731 | 3.77 | 7.5012 | 11.8904 | 16.9705 | 20.2201 | 20.4705 | 20.7176 | 20.9638 | 21.2086 | 21.443 | 21.6856 | 21.9381 | 22.1921 | 22.4403 | 22.6913 | 22.9451 | 23.2017 | 23.4612 | 23.7236 | 370.112 | 0% | 0% | 0% | 0% | 0.67731 | 3.0926 | 3.7312 | 4.3892 | 5.0801 | 3.2496 | 0.49745 | 0.49099 | 0.477 | 0.50648 | 0.4992 | 0.51043 | 0.52191 | 20% | 0% | 100% | 0%
d. Water Heating - WH Controls | -0.80009 | 152.8981 | INF | 2.4664 | 12.5177 | 22.8634 | 33.5009 | 44.4284 | 52.9836 | 53.6937 | 54.4 | 55.0996 | 55.7957 | 56.4839 | 57.1604 | 57.8223 | 58.473 | 59.1178 | 59.7698 | 60.4289 | 61.0953 | 61.7691 | 62.4503 | 982.3201 | 0% | 0% | 0% | 0% | 2.4664 | 10.0513 | 10.3457 | 10.6375 | 10.9275 | 8.5551 | 1.4165 | 1.3957 | 1.3647 | 1.3125 | 1.2968 | 1.3256 | 1.355 | 100% | 0% | 100% | 0%
a. Space Cooling - CAC PCT | -0.80009 | 153.8852 | INF | 7.8335 | 43.7326 | 87.1382 | 138.3203 | 197.5493 | 235.5894 | 238.7469 | 241.8876 | 244.9982 | 248.0933 | 251.1536 | 254.1615 | 257.1045 | 259.9977 | 262.865 | 265.7639 | 268.6947 | 271.6579 | 274.6538 | 277.6827 | 4327.6245 | 0% | 0% | 0% | 0% | 7.8335 | 35.899 | 43.4057 | 51.1821 | 59.2289 | 38.0401 | 6.2982 | 6.2057 | 6.0682 | 5.8362 | 5.7662 | 5.894 | 6.0248 | 0% | 0% | 100% | 0%
b. Space Cooling - RAC PCT | -0.80009 | 153.8852 | INF | 3.5251 | 19.6797 | 39.2122 | 62.2442 | 88.8972 | 106.0152 | 107.4361 | 108.8494 | 110.2492 | 111.642 | 113.0191 | 114.3727 | 115.697 | 116.999 | 118.2892 | 119.5937 | 120.9126 | 122.2461 | 123.5942 | 124.9572 | 1947.431 | 1.385% | 0% | 1.359% | 0% | 3.5251 | 16.1546 | 19.5326 | 23.032 | 26.653 | 17.118 | 2.8342 | 2.7926 | 2.7307 | 2.6263 | 2.5948 | 2.6523 | 2.7111 | 0% | 0% | 100% | 0%
c. Space Heating - PCT | -0.80009 | 153.8852 | INF | 21.4191 | 119.5773 | 238.2608 | 378.2073 | 540.1562 | 644.1686 | 652.8023 | 661.3897 | 669.895 | 678.3579 | 686.7257 | 694.9502 | 702.9972 | 710.908 | 718.7479 | 726.6743 | 734.6882 | 742.7904 | 750.9819 | 759.2638 | 11832.9617 | 2.308% | 0% | 0% | 0% | 21.4191 | 98.1583 | 118.6835 | 139.9465 | 161.9488 | 104.0125 | 17.2211 | 16.9682 | 16.5923 | 15.9578 | 15.7664 | 16.116 | 16.4734 | 100% | 0% | 0% | 0%
| -0.87618 | 152.0483 |  | 35.9214 | 199.2772 | 394.9758 | 624.1631 | 888.0015 | 1058.9769 | 1073.1496 | 1087.2443 | 1101.2057 | 1115.0974 | 1128.8253 | 1142.3303 | 1155.5591 | 1168.5697 | 1181.4602 | 1194.493 | 1207.6695 | 1220.9914 | 1234.4602 | 1248.0776 | 19460.4493 | 1.542% | 0% | 0.136% | 0% | 35.9214 | 163.3558 | 195.6986 | 229.1873 | 263.8384 | 170.9753 | 28.2674 | 27.8531 | 27.2329 | 26.2393 | 25.9233 | 26.4984 | 27.0862 | 66.23% | 0% | 39.19% | 0%
Res-Capacity-Base
Component | Real Levelized Costs in $2012 ($/kW-yr) | Total Implementation Costs (Discounted)
|  | 2016 | 2017 | 2018 | 2019 | 2020 | 2021 | 2022 | 2023 | 2024 | 2025 | 2026 | 2027 | 2028 | 2029 | 2030 | 2031 | 2032 | 2033 | 2034 | 2035
a. Space Cooling - CAC Switch | -5.616 | -47001.082 | -206429.9222 | -322256.7635 | -397275.6736 | -434226.7168 | -497924.4283 | -485190.4239 | -472666.2893 | -460331.3781 | -448218.1208 | -436295.2263 | -424538.9099 | -412937.2659 | -401523.1231 | -390337.6441 | -379463.7659 | -368892.8081 | -358616.3321 | -348626.1342 | -338914.2394
b. Space Cooling - RAC Switch | -5.616 | -2115.0487 | -9289.3465 | -14501.5544 | -17877.4053 | -19540.2023 | -22406.5993 | -21833.5691 | -21269.983 | -20714.912 | -20169.8154 | -19633.2852 | -19104.2509 | -18582.177 | -18068.5405 | -17565.194 | -17075.8695 | -16600.1764 | -16137.7349 | -15688.176 | -15251.1408
c. Space Heating - Switch | -5.616 | -128514.3871 | -564438.3872 | -881142.0647 | -1086265.1989 | -1187299.9084 | -1361467.6511 | -1326649.2447 | -1292404.6825 | -1258677.5109 | -1225556.4045 | -1192955.8045 | -1160810.6764 | -1129088.467 | -1097878.9395 | -1067294.6441 | -1037562.3543 | -1008658.3354 | -980559.5137 | -953243.4583 | -926688.3633
d. Water Heating - Switch | -5.616 | -133187.6376 | -649959.3549 | -1141479.4929 | -1608236.788 | -2050790.7509 | -2351625.9427 | -2291485.059 | -2232335.3607 | -2174079.337 | -2116870.1532 | -2060560.026 | -2005036.6229 | -1950243.7158 | -1896336.3501 | -1843508.9307 | -1792153.1574 | -1742228.0339 | -1693693.7055 | -1646511.428 | -1600643.5365
Total Lifetime Enablement Costs of an installation (Discounted)
a. Space Cooling - CAC Switch | 52.6793 | 1484244.6956 | 5091681.2864 | 3908414.3273 | 2760423.1897 | 1649396.1092 | 4023152.2455 | 5294321.3429 | 4102215.452 | 2944988.2871 | 1825979.1311 | 4191034.268 | 5452982.4746 | 4251482.051 | 3086084.9117 | 1960433.3846 | 4321742.9458 | 5580049.9197 | 4375009.6993 | 3206171.3735 | 2077174.5233
b. Space Cooling - RAC Switch | 66.7705 | 84656.9197 | 290414.4141 | 222924.3727 | 157446.3597 | 94076.667 | 229468.6836 | 301972.4025 | 233978.2147 | 167973.406 | 104148.4393 | 239044.1768 | 311021.9634 | 242491.9392 | 176021.1394 | 111817.3116 | 246499.4125 | 318269.5139 | 249537.5903 | 182870.5154 | 118475.8802
c. Space Heating - Switch | 33.5048 | 2581172.2039 | 8854676.218 | 6796918.6301 | 4800507.3757 | 2868378.3767 | 6996453.3336 | 9207076.9258 | 7133948.0146 | 5121474.8688 | 3175464.6603 | 7288408.165 | 9482996.1892 | 7393529.7383 | 5366848.6178 | 3409287.0097 | 7515716.78 | 9703972.527 | 7608350.2009 | 5575684.6934 | 3612305.4091
d. Water Heating - Switch | 54.4745 | 4286498.6809 | 16796598.7663 | 16623586.312 | 16435045.8275 | 16233860.0836 | 16507107.021 | 17771972.9049 | 17556415.7257 | 17323419.1629 | 17083813.0287 | 17315179.1559 | 18535661.8192 | 18274885.6224 | 18002564.2491 | 17730986.1688 | 17944323.5919 | 19147279.788 | 18869465.3695 | 18580580.419 | 18292900.1832
| Total | Total Implementation Costs (Discounted) 2016: Cumulative kW
a. Space Cooling - CAC Switch | 47.0633 | 7833.5137 | 35781.1865 | 58092.1526 | 74480.1839 | 84663.9736 | 100966.8668 | 102320.1118 | 103666.0985 | 104999.2128 | 106325.691 | 107637.2525 | 108926.3578 | 110187.6445 | 111427.5858 | 112656.4175 | 113898.8008 | 115154.8852 | 116424.8218 | 117708.7634 | 119006.8643
b. Space Cooling - RAC Switch | 61.1545 | 352.5081 | 1610.1534 | 2614.1469 | 3351.6083 | 3809.8788 | 4543.509 | 4604.405 | 4664.9744 | 4724.9646 | 4784.6561 | 4843.6764 | 4901.6861 | 4958.444 | 5014.2414 | 5069.5388 | 5125.446 | 5181.9698 | 5239.117 | 5296.8944 | 5355.3089
c. Space Heating - Switch | 27.8889 | 21419.0645 | 97835.9871 | 158840.5429 | 203650.1028 | 231495.4935 | 276072.2615 | 279772.42 | 283452.7322 | 287097.8476 | 290724.8179 | 294311.002 | 297835.7841 | 301284.5022 | 304674.8561 | 308034.833 | 311431.8639 | 314866.3576 | 318338.7271 | 321849.3902 | 325398.7691
d. Water Heating - Switch | 48.8585 | 22197.9396 | 112659.6215 | 205770.7033 | 301507.9444 | 399855.8525 | 476852.0881 | 483243.271 | 489600.1739 | 495896.2823 | 502161.0491 | 508355.367 | 514443.627 | 520400.5038 | 526256.5696 | 532060.166 | 537927.765 | 543860.0722 | 549857.8014 | 555921.6739 | 562052.4193
Com-Capacity-Base
Component | Real Levelized Costs in $2012 ($/kW-yr) | Total Implementation Costs (Discounted) 2016: Total Implementation Costs (Discounted)
|  | 2016 | 2017 | 2018 | 2019 | 2020 | 2021 | 2022 | 2023 | 2024 | 2025 | 2026 | 2027 | 2028 | 2029 | 2030 | 2031 | 2032 | 2033 | 2034 | 2035
a. Space Cooling, Small - Switch | -12.8015 | -18526.992 | -81127.6971 | -126470.1284 | -155692.7424 | -170059.7869 | -194830.742 | -189657.1685 | -184563.5478 | -179573.8807 | -174683.41 | -169821.2196 | -165137.0134 | -160634.5214 | -156244.3201 | -151915.2639 | -147706.1528 | -143613.6633 | -139634.5643 | -135765.7141 | -132004.058
b. Space Cooling, Medium - Switch | -12.8015 | -49625.8714 | -217306.3315 | -338759.2725 | -417034.1314 | -455517.2862 | -521868.0589 | -508010.2728 | -494366.646 | -481001.4661 | -467901.9911 | -454878.2668 | -442331.2858 | -430271.0393 | -418511.5717 | -406915.8856 | -395641.4807 | -384679.4553 | -374021.1545 | -363658.1628 | -353582.2982
Total Lifetime Enablement Costs of an installation (Discounted)
a. Space Cooling, Small - Switch | 23.9484 | 116664.3292 | 398683.259 | 305169.4297 | 214644.6363 | 128176.7106 | 313833.9704 | 413291.7565 | 319028.391 | 227924.5579 | 140872.8142 | 325523.7217 | 424924.6888 | 330671.0993 | 239183.8927 | 151453.9073 | 335811.6448 | 434927.5648 | 340396.8259 | 248640.1489 | 160648.1594
b. Space Cooling, Medium - Switch | 16.6805 | 217657.3306 | 743812.0504 | 569345.9509 | 400456.411 | 239135.654 | 585511.1388 | 771066.7098 | 595202.2219 | 425232.3842 | 262822.4146 | 607320.3764 | 792769.9418 | 616923.6927 | 446238.6057 | 282563.2599 | 626514.2628 | 811432.0238 | 635068.705 | 463880.8748 | 299716.7152
| Total | Total Implementation Costs (Discounted) 2016: Cumulative kW
a. Space Cooling, Small - Switch | 11.1469 | 1354.6225 | 6169.0155 | 10001.5662 | 12805.0642 | 14546.1601 | 17331.556 | 17546.1837 | 17757.9439 | 17968.973 | 18178.7949 | 18379.7129 | 18587.652 | 18804.0904 | 19021.7743 | 19234.5282 | 19449.6616 | 19667.2013 | 19887.1742 | 20109.6073 | 20334.5283
b. Space Cooling, Medium - Switch | 3.879 | 3628.4532 | 16524.1487 | 26789.9094 | 34299.2792 | 38962.9287 | 46423.8108 | 46998.7064 | 47565.9212 | 48131.1778 | 48693.2006 | 49231.3738 | 49788.3535 | 50368.0992 | 50951.1811 | 51521.0576 | 52097.308 | 52680.0036 | 53269.2165 | 53865.0196 | 54467.4866
Ag-Ind-Capacity-Base
Component | Real Levelized Costs in $2012 ($/kW-yr) | Total Implementation Costs (Discounted) 2016: Total Implementation Costs (Discounted)
|  | 2016 | 2017 | 2018 | 2019 | 2020 | 2021 | 2022 | 2023 | 2024 | 2025 | 2026 | 2027 | 2028 | 2029 | 2030 | 2031 | 2032 | 2033 | 2034 | 2035
a. Irrigation Pumping - Switch | -12.8015 | -6227.4023 | -30299.0246 | -53137.361 | -74760.5242 | -95269.1717 | -109146.1053 | -106247.8184 | -103394.3218 | -100599.061 | -97859.371 | -95135.524 | -92511.3854 | -89989.0449 | -87529.6108 | -85104.4308 | -82746.4452 | -80453.7922 | -78224.6616 | -76057.2935 | -73949.9766
b. Curtailable/Interruptible Tariff | -12.8015 | -352886.1304 | -1716944.7285 | -3011117.122 | -4236429.7029 | -5398586.3962 | -6184945.969 | -6020709.7093 | -5859011.5685 | -5700613.456 | -5545364.3588 | -5391013.0252 | -5242311.838 | -5099379.2111 | -4960011.2797 | -4822584.4124 | -4688965.2267 | -4559048.2234 | -4432730.8261 | -4309913.3007 | -4190498.6765
Total Lifetime Enablement Costs of an installation (Discounted)
a. Irrigation Pumping - Switch | 88.4574 | 18026.6909 | 87707.7029 | 153818.6765 | 216412.0436 | 275779.1812 | 315949.2523 | 395267.1772 | 453118.0291 | 507619.8518 | 559056.3079 | 591341.5585 | 663063.2927 | 713612.6327 | 760995.041 | 805411.2392 | 830870.7419 | 895955.849 | 940052.4427 | 981160.8907 | 1019476.9611
b. Curtailable/Interruptible Tariff | 0 | 0 | 0 | 0 | 0 | 0 | 0 | 0 | 0 | 0 | 0 | 0 | 0 | 0 | 0 | 0 | 0 | 0 | 0 | 0 | 0
| Total | Total Implementation Costs (Discounted) 2016: Cumulative kW
a. Irrigation Pumping - Switch | 75.6559 | 455.3237 | 2303.9623 | 4202.2321 | 6148.7343 | 8148.9025 | 9709.3088 | 9829.5454 | 9948.1755 | 10066.3961 | 10183.9404 | 10296.4966 | 10412.9862 | 10534.2371 | 10656.1858 | 10775.3726 | 10895.8925 | 11017.7604 | 11140.9913 | 11265.6006 | 11391.6036
b. Curtailable/Interruptible Tariff | -12.8015 | 25801.6788 | 130557.8617 | 238126.4851 | 348428.2798 | 461771.1411 | 550194.1661 | 557007.5711 | 563729.9453 | 570429.113 | 577089.9551 | 583468.1428 | 590069.2162 | 596940.1017 | 603850.5269 | 610604.4468 | 617433.9078 | 624339.7545 | 631322.8415 | 638384.0326 | 645524.2013
Res-Capacity-Smart
Component | Real Levelized Costs in $2012 ($/kW-yr) | Total Implementation Costs (Discounted) 2016: Total Implementation Costs (Discounted)
|  | 2016 | 2017 | 2018 | 2019 | 2020 | 2021 | 2022 | 2023 | 2024 | 2025 | 2026 | 2027 | 2028 | 2029 | 2030 | 2031 | 2032 | 2033 | 2034 | 2035
a. Space Cooling - CAC PCT | -0.80009 | -6696.1203 | -35944.9776 | -68866.608 | -105112.0914 | -144347.3179 | -165521.9565 | -161288.8697 | -157125.5486 | -153025.1299 | -148998.3943 | -145034.9398 | -141126.8598 | -137270.1966 | -133475.8633 | -129757.5433 | -126142.8068 | -122628.7683 | -119212.6225 | -115891.6425 | -112663.177
b. Space Cooling - RAC PCT | -0.80009 | -3013.2541 | -16175.2399 | -30989.9736 | -47300.4411 | -64956.293 | -74484.8804 | -72579.9914 | -70706.4969 | -68861.3085 | -67049.2774 | -65265.7229 | -63507.0869 | -61771.5885 | -60064.1385 | -58390.8945 | -56764.2631 | -55182.9457 | -53645.6801 | -52151.2391 | -50698.4296
c. Space Heating - PCT | -0.80009 | -18309.1061 | -98283.8387 | -188300.9825 | -287406.49 | -394686.8091 | -452584.321 | -441009.8523 | -429626.143 | -418414.4267 | -407404.1809 | -396566.9639 | -385881.1566 | -375335.9375 | -364961.1462 | -354794.1969 | -344910.4746 | -335302.0893 | -325961.3707 | -316880.8624 | -308053.3154
d. Water Heating - WH Controls | -0.80009 | -2108.3213 | -10288.6663 | -18069.2862 | -25457.9175 | -32463.4172 | -37225.5502 | -36273.5376 | -35337.2152 | -34415.0394 | -33509.4348 | -32618.062 | -31739.1427 | -30871.7871 | -30018.4493 | -29182.2067 | -28369.2598 | -27578.9597 | -26810.6755 | -26063.7939 | -25337.7186
Total Lifetime Enablement Costs of an installation (Discounted)
a. Space Cooling - CAC PCT | 153.8852 | 4245764.4098 | 18708926.7396 | 21750990.9528 | 24661385.7819 | 27440992.6871 | 21192031.9692 | 20061474.0648 | 23044541.6823 | 25893289.4494 | 28619618.9567 | 22312582.2907 | 21120478.3561 | 24040840.9469 | 26835057.1604 | 29517051.3009 | 23185014.3047 | 21968606.4896 | 24865342.2482 | 27636589.817 | 30296255.1644
b. Space Cooling - RAC PCT | 153.8852 | 1910593.9844 | 8419017.0328 | 9787945.9288 | 11097623.6018 | 12348446.7092 | 9536414.3861 | 9027663.3292 | 10370043.757 | 11651980.2522 | 12878828.5305 | 10040662.0308 | 9504215.2602 | 10818378.4261 | 12075775.7222 | 13282673.0854 | 10433256.4371 | 9885872.9203 | 11189404.0117 | 12436465.4176 | 13633314.824
c. Space Heating - PCT | 153.8852 | 11609132.9718 | 51155551.1136 | 59473423.8338 | 67431274.8379 | 75031514.29 | 57945070.2701 | 54853801.943 | 63010361.1141 | 70799651.4373 | 78254215.2615 | 61008975.0062 | 57749422.2479 | 65734527.9604 | 73374713.4358 | 80708051.6998 | 63394453.3987 | 60068446.8873 | 67988950.0901 | 75566332.7281 | 82838617.6923
d. Water Heating - WH Controls | 152.8981 | 1336809.2513 | 5238272.6073 | 5184316.0645 | 5125516.8714 | 5062774.0634 | 5147990.2412 | 5542457.7405 | 5475232.9837 | 5402569.4921 | 5327844.706 | 5399999.7217 | 5780625.6443 | 5699298.655 | 5614371.1283 | 5529675.4088 | 5596207.9011 | 5971367.9307 | 5884727.315 | 5794634.187 | 5704916.7674
| Total | Total Implementation Costs (Discounted) 2016: Cumulative kW
a. Space Cooling - CAC PCT | 153.0851 | 7833.5137 | 43732.5613 | 87138.2288 | 138320.3415 | 197549.2717 | 235589.3559 | 238746.9276 | 241887.5632 | 244998.1633 | 248093.2789 | 251153.5893 | 254161.5016 | 257104.5038 | 259997.7002 | 262864.9741 | 265763.8685 | 268694.7322 | 271657.9176 | 274653.7812 | 277682.6835
b. Space Cooling - RAC PCT | 153.0851 | 3525.0812 | 19679.6526 | 39212.203 | 62244.1537 | 88897.1723 | 106015.2101 | 107436.1174 | 108849.4034 | 110249.1735 | 111641.9755 | 113019.1152 | 114372.6757 | 115697.0267 | 116998.9651 | 118289.2384 | 119593.7408 | 120912.6295 | 122246.0629 | 123594.2016 | 124957.2076
c. Space Heating - PCT | 153.0851 | 21419.0645 | 119577.3176 | 238260.8143 | 378207.3337 | 540156.1516 | 644168.6102 | 652802.3134 | 661389.7085 | 669894.9778 | 678357.9084 | 686725.6713 | 694950.1628 | 702997.1718 | 710907.9975 | 718747.9436 | 726674.3491 | 734688.1677 | 742790.3632 | 750981.9104 | 759263.7945
d. Water Heating - WH Controls | 152.098 | 2466.4377 | 12517.7357 | 22863.4115 | 33500.8827 | 44428.4281 | 52983.5653 | 53693.6968 | 54400.0193 | 55099.5869 | 55795.6721 | 56483.9297 | 57160.403 | 57822.2782 | 58472.9522 | 59117.7962 | 59769.7517 | 60428.8969 | 61095.3113 | 61769.0749 | 62450.2688
Com-Capacity-Smart
Component | Real Levelized Costs | Total Implementation Costs (Discounted) 2016: Total Implementation Costs (Discounted)
|  | 2016 | 2017 | 2018 | 2019 | 2020 | 2021 | 2022 | 2023 | 2024 | 2025 | 2026 | 2027 | 2028 | 2029 | 2030 | 2031 | 2032 | 2033 | 2034 | 2035
a. Space Cooling, Small - PCT | -4.8006 | -3473.811 | -18591.7639 | -35569.7236 | -54214.4371 | -74401.1568 | -85238.4496 | -82975.0112 | -80746.5522 | -78563.5728 | -76423.9919 | -74296.7836 | -72247.4433 | -70277.6031 | -68356.89 | -66462.928 | -64621.4418 | -62830.9777 | -61090.1219 | -59397.4999 | -57751.7754
b. Space Cooling, Medium - AutoDR | -4.8006 | -37219.4035 | -199197.4705 | -381104.1815 | -580868.9687 | -797155.2509 | -913269.103 | -889017.9774 | -865141.6304 | -841752.5656 | -818828.4844 | -796036.967 | -774079.7501 | -752974.3189 | -732395.2505 | -712102.7997 | -692372.5912 | -673189.0468 | -654537.0203 | -636401.7849 | -618769.0219
c. Lighting Controls - AutoDR | -4.8006 | -40641.8774 | -197740.4357 | -346790.2035 | -487909.3902 | -621754.9166 | -712319.908 | -693404.8264 | -674782.0599 | -656539.3574 | -638659.3269 | -620882.6918 | -603756.7837 | -587295.2405 | -571244.243 | -555416.7978 | -540027.8831 | -525065.3485 | -510517.3804 | -496372.4923 | -482619.5162
Total Lifetime Enablement Costs of an installation (Discounted)
a. Space Cooling, Small - PCT | 93.8464 | 223810.9386 | 982628.6447 | 1139927.6196 | 1289384.7791 | 1434934.9129 | 1106403.0711 | 1048020.7855 | 1201964.6053 | 1348829.8045 | 1491766.5891 | 1158730.004 | 1100093.3789 | 1254080.959 | 1399230.0599 | 1539130.8256 | 1204781.9212 | 1144869.3372 | 1297616.3112 | 1441559.1796 | 1580287.1338
b. Space Cooling, Medium - AutoDR | 59.9253 | 1531219.3207 | 6722727.562 | 7798900.2951 | 8821422.6598 | 9817214.815 | 7569539.5824 | 7170112.7968 | 8223330.9845 | 9228120.2588 | 10206032.9894 | 7927538.2175 | 7526371.3499 | 8579888.9266 | 9572937.3857 | 10530078.9654 | 8242605.8624 | 7832709.4262 | 8877739.3039 | 9862535.2326 | 10811652.9344
c. Lighting Controls - AutoDR | 59.5383 | 1672021.0973 | 6527398.3158 | 6444848.6244 | 6354426.3425 | 6278481.2839 | 6381712.5986 | 6876344.1065 | 6775890.6235 | 6671637.1135 | 6581746.6909 | 6660939.777 | 7154214.0782 | 7053994.1087 | 6940583.1484 | 6834491.9103 | 6906682.1931 | 7393147.7173 | 7286307.6214 | 7166459.9584 | 7054110.359
| Total | Total Implementation Costs (Discounted) 2016: Newly Installed kW
a. Space Cooling, Small - PCT | 89.0458 | 677.3113 | 3769.9539 | 7501.1746 | 11890.4168 | 16970.5201 | 20220.1487 | 20470.5477 | 20717.6012 | 20963.8019 | 21208.594 | 21442.9984 | 21685.594 | 21938.1054 | 22192.07 | 22440.2829 | 22691.2719 | 22945.0682 | 23201.7032 | 23461.2085 | 23723.6164
b. Space Cooling, Medium - AutoDR | 55.1247 | 7256.9063 | 40392.3634 | 80369.7282 | 127397.3226 | 181827.0008 | 216644.4504 | 219327.2967 | 221974.2987 | 224612.1629 | 227234.9361 | 229746.4112 | 232345.6498 | 235051.1296 | 237772.1786 | 240431.6021 | 243120.7705 | 245840.0167 | 248589.677 | 251370.0915 | 254181.6043
c. Lighting Controls - AutoDR | 54.7378 | 7924.208 | 40096.9125 | 73133.3733 | 107009.2453 | 141819.0893 | 168975.5565 | 171068.0886 | 173132.6632 | 175190.1107 | 177235.7876 | 179194.6557 | 181221.9764 | 183332.1619 | 185454.4907 | 187528.7537 | 189626.2168 | 191747.1395 | 193891.7842 | 196060.4162 | 198253.3038
Ag-Ind-Capacity-Smart
Component | Real Levelized Costs ($/kW-yr) | Total Implementation Costs (Discounted) 2016: Total Implementation Costs (Discounted)
|  | 2016 | 2017 | 2018 | 2019 | 2020 | 2021 | 2022 | 2023 | 2024 | 2025 | 2026 | 2027 | 2028 | 2029 | 2030 | 2031 | 2032 | 2033 | 2034 | 2035
a. Irrigation Pumping - AutoDR | -4.8006 | -1167.6379 | -5681.0671 | -9963.2552 | -14017.5983 | -17862.9697 | -20464.8948 | -19921.4659 | -19386.4353 | -18862.3239 | -18348.6321 | -17837.9107 | -17345.8848 | -16872.9459 | -16411.802 | -15957.0808 | -15514.9585 | -15085.086 | -14667.1241 | -14260.7425 | -13865.6206
b. Curtailable/Interruptible - AutoDR | -4.8006 | -132332.2989 | -643854.2732 | -1129168.9208 | -1588661.1386 | -2024469.8986 | -2319354.7384 | -2257766.141 | -2197129.3382 | -2137730.046 | -2079511.6346 | -2021629.8845 | -1965866.9393 | -1912267.2042 | -1860004.2299 | -1808469.1546 | -1758361.96 | -1709643.0838 | -1662274.0598 | -1616217.4878 | -1571437.0037
c. Load Aggregator - AutoDR | 19.2022 | 132332.2989 | 643854.2732 | 1129168.9208 | 1588661.1386 | 2024469.8986 | 2319354.7384 | 2257766.141 | 2197129.3382 | 2137730.046 | 2079511.6346 | 2021629.8845 | 1965866.9393 | 1912267.2042 | 1860004.2299 | 1808469.1546 | 1758361.96 | 1709643.0838 | 1662274.0598 | 1616217.4878 | 1571437.0037
d. Refrigerated Warehouses - Controls | -4.8006 | -66166.1494 | -321927.1366 | -564584.4604 | -794330.5693 | -1012234.9493 | -1159677.3692 | -1128883.0705 | -1098564.6691 | -1068865.023 | -1039755.8173 | -1010814.9422 | -982933.4696 | -956133.6021 | -930002.1149 | -904234.5773 | -879180.98 | -854821.5419 | -831137.0299 | -808108.7439 | -785718.5018
Total Lifetime Enablement Costs of an installation (Discounted)
a. Irrigation Pumping - AutoDR | 59.5383 | 48037.0342 | 187531.6386 | 185159.9925 | 182562.1674 | 180380.2719 | 183346.0994 | 197556.8236 | 194670.803 | 191675.6079 | 189093.0631 | 191368.2742 | 205540.006 | 202660.6942 | 199402.4062 | 196354.4133 | 198428.4344 | 212404.5506 | 209335.043 | 205891.8291 | 202664.034
b. Curtailable/Interruptible - AutoDR | 1.9042 | 174121.4459 | 679752.208 | 671155.623 | 661739.1996 | 653830.4098 | 664580.7441 | 716090.8318 | 705629.7762 | 694772.9922 | 685411.9558 | 693658.9897 | 745027.7402 | 734591.0023 | 722780.5769 | 711732.415 | 719250.1888 | 769909.8848 | 758783.7381 | 746303.0054 | 734603.1084
c. Load Aggregator - AutoDR | 9.5211 | 217651.8074 | 849690.2601 | 838944.5287 | 827173.9995 | 817288.0123 | 830725.9302 | 895113.5398 | 882037.2203 | 868466.2403 | 856764.9448 | 867073.7371 | 931284.6752 | 918238.7528 | 903475.7211 | 889665.5187 | 899062.736 | 962387.356 | 948479.6726 | 932878.7568 | 918253.8855
d. Refrigerated Warehouses - Controls | 7.6168 | 348242.8918 | 1359504.4161 | 1342311.2459 | 1323478.3993 | 1307660.8197 | 1329161.4883 | 1432181.6637 | 1411259.5524 | 1389545.9844 | 1370823.9116 | 1387317.9794 | 1490055.4804 | 1469182.0045 | 1445561.1538 | 1423464.83 | 1438500.3776 | 1539819.7696 | 1517567.4762 | 1492606.0108 | 1469206.2167
| Total | Total Implementation Costs (Discounted) 2016: Newly Installed kW
a. Irrigation Pumping - AutoDR | 54.7378 | 227.6619 | 1151.9811 | 2101.116 | 3074.3672 | 4074.4512 | 4854.6544 | 4914.7727 | 4974.0878 | 5033.1981 | 5091.9702 | 5148.2483 | 5206.4931 | 5267.1185 | 5328.0929 | 5387.6863 | 5447.9462 | 5508.8802 | 5570.4957 | 5632.8003 | 5695.8018
b. Curtailable/Interruptible - AutoDR | -2.8963 | 25801.6788 | 130557.8617 | 238126.4851 | 348428.2798 | 461771.1411 | 550194.1661 | 557007.5711 | 563729.9453 | 570429.113 | 577089.9551 | 583468.1428 | 590069.2162 | 596940.1017 | 603850.5269 | 610604.4468 | 617433.9078 | 624339.7545 | 631322.8415 | 638384.0326 | 645524.2013
c. Load Aggregator - AutoDR | 28.7233 | 6450.4197 | 32639.4654 | 59531.6213 | 87107.0699 | 115442.7853 | 137548.5415 | 139251.8928 | 140932.4863 | 142607.2783 | 144272.4888 | 145867.0357 | 147517.304 | 149235.0254 | 150962.6317 | 152651.1117 | 154358.4769 | 156084.9386 | 157830.7104 | 159596.0081 | 161381.0503
d. Refrigerated Warehouses - Controls | 2.8163 | 12900.8394 | 65278.9309 | 119063.2425 | 174214.1399 | 230885.5706 | 275097.083 | 278503.7856 | 281864.9727 | 285214.5565 | 288544.9776 | 291734.0714 | 295034.6081 | 298470.0509 | 301925.2634 | 305302.2234 | 308716.9539 | 312169.8773 | 315661.4207 | 319192.0163 | 322762.1007

## SetupForRPM
| 2016 ¦ SB1 | 2017 ¦ SB1 | 2018 ¦ SB1 | 2019 ¦ SB1 | 2020 ¦ SB1 | 2021 ¦ SB1 | 2022 ¦ SB1 | 2024 ¦ SB1 | 2026 ¦ SB1 | 2028 ¦ SB1 | 2030 ¦ SB1 | 2032 ¦ SB1 | 2034 ¦ SB1
Demand Response Price Bin 1 | 69.4873 | 279.6005 | 283.0199 | 286.0674 | 289.7619 | 231.3038 | 35.4079 | 34.9482 | 33.9522 | 36.0502 | 35.5325 | 36.3318 | 37.149 | Potential Ramp Predictions by RPM Decision Period
Demand Response Price Bin 2 | 74.1175 | 290.3541 | 280.184 | 269.071 | 257.4108 | 225.0298 | 36.1785 | 35.6696 | 34.7965 | 34.735 | 34.2863 | 35.0509 | 35.8326
Demand Response Price Bin 3 | 35.9214 | 163.3558 | 195.6986 | 229.1873 | 263.8384 | 170.9753 | 28.2674 | 27.8531 | 27.2329 | 26.2393 | 25.9233 | 26.4984 | 27.0862
| <-----------------------Ramp years--------------------------> | [5 empty] | <--------------Mostly Replacement Years------------------------>
| 2016 ¦ SB1 | 2017 ¦ SB1 | 2018 ¦ SB1 | 2019 ¦ SB1 | 2020 ¦ SB1 | 2021 ¦ SB1 | 2022 ¦ SB1 | 2024 ¦ SB1 | 2026 ¦ SB1 | 2028 ¦ SB1 | 2030 ¦ SB1 | 2032 ¦ SB1 | 2034 ¦ SB1
Demand Response Price Bin 1 | 69.4873 | 349.0878 | 632.1077 | 918.175 | 1207.9369 | 1439.2408 | 1474.6487 | 1509.5969 | 1543.549 | 1579.5993 | 1615.1317 | 1651.4635 | 1688.6125 | Max Acquisitions Check - Potential Study
Demand Response Price Bin 2 | 74.1175 | 364.4716 | 644.6556 | 913.7266 | 1171.1374 | 1396.1672 | 1432.3457 | 1468.0153 | 1502.8119 | 1537.5468 | 1571.8332 | 1606.8841 | 1642.7167
Demand Response Price Bin 3 | 35.9214 | 199.2772 | 394.9758 | 624.1631 | 888.0015 | 1058.9769 | 1087.2443 | 1115.0974 | 1142.3303 | 1168.5697 | 1194.493 | 1220.9914 | 1248.0776
| 2016 ¦ SB1 | 2017 ¦ SB1 | 2018 ¦ SB1 | 2019 ¦ SB1 | 2020 ¦ SB1 | 2021 ¦ SB1 | 2022 ¦ SB1 | 2024 ¦ SB1 | 2026 ¦ SB1 | 2028 ¦ SB1 | 2030 ¦ SB1 | 2032 ¦ SB1 | 2034 ¦ SB1
Demand Response Price Bin 1 - RPM | 241.5874 | 483.1748 | 724.7622 | 966.3496 | 1207.9369 | 1449.5243 | 1688.6125 | 1688.6125 | 1688.6125 | 1688.6125 | 1688.6125 | 1688.6125 | 1688.6125 | Max Acquisitions Check - RPM Inputs
Demand Response Price Bin 2 - RPM | 234.2275 | 468.455 | 702.6825 | 936.9099 | 1171.1374 | 1405.3649 | 1639.5924 | 1642.7167 | 1642.7167 | 1642.7167 | 1642.7167 | 1642.7167 | 1642.7167
Demand Response Price Bin 3 - RPM | 177.6003 | 355.2006 | 532.8009 | 710.4012 | 888.0015 | 1065.6019 | 1243.2022 | 1248.0776 | 1248.0776 | 1248.0776 | 1248.0776 | 1248.0776 | 1248.0776
Max Acquisitions over study
Demand Response Price Bin 1 | 1688.6125
Demand Response Price Bin 2 | 1642.7167
Demand Response Price Bin 3 | 1248.0776
| Ramp per Period | Amount Available in first five years
Demand Response Price Bin 1 | 241.5874 | 1207.9369
Demand Response Price Bin 2 | 234.2275 | 1171.1374
Demand Response Price Bin 3 | 177.6003 | 888.0015
New Resource MW
| 1 | 2 | 3 | 4
Demand Response Price Bin 1 | 94.47% | 0% | 100% | 0%
Demand Response Price Bin 2 | 79.05% | 0% | 79.86% | 0%
Demand Response Price Bin 3 | 66.23% | 0% | 39.19% | 0%
New Resource Mwa
| 1 | 2 | 3 | 4
Demand Response Price Bin 1 | 0.8615% | 0% | 1.701% | 0%
Demand Response Price Bin 2 | 0.1397% | 0% | 1.976% | 0%
Demand Response Price Bin 3 | 1.542% | 0% | 0.136% | 0%

## Notes
Notes about current assumptions NOT directly from the Navigant Report
1) | All programs assumed to have a 5 year lifespan for levelized fixed cost calculations for simplicity (Used conservative estimate from BPA Stakeholders comments)
Notes from stakeholders comments not currently integrated into calculations, but are under consideration for inclusion in the calculations and the Plan
1) | Refrigerated Warehouses category is too large a chunk of estimated industrial customers, need revised DR estimate that aligns more with the EE assumptions for the Plan (Conclusive data from multiple sources, working on alignment, multiple internal and external stakeholders)
2) | Irrigation potential seems low (anecdotal, multiple external sources)
3) | Projected program costs overestimated (some anecdotal, some offered potential reports, multiple stakeholders)
4) | Projected program costs underestimated (some anecdotal, some offered potential reports, multiple stakeholders)
5) | Participation percentages low (anecdotal)
6) | Turnover rate adjustment is low (anecdotal)
7) | One year to implement program. (anecdotal)
8) | Potential estimates should include Non-Firm DR Resources like time of Use Pricing and Critical Peak Pricing (program experience cited)
9) | No naturally assumed adoption, and thus cost proposition changes (anecdotal)
10) | Costs should be assessed on a seasonal basis.

## NW Baseline Grid Char
Navigant NW Baseline Grid Characteristics and Forecasts
Portion of End Use from: | 2011 | 2012 | 2013 | 2014 | 2015 | 2016 | 2017 | 2018 | 2019 | 2020 | 2021 | 2022 | 2023 | 2024 | 2025 | 2026 | 2027 | 2028 | 2029 | 2030 | 2031 | 2032 | 2033 | 2034 | 2035 | 2036 | 2037 | 2038 | 2039 | 2040 | 2041 | 2042 | 2043 | 2044 | 2045 | 2046 | 2047 | 2048 | 2049 | 2050
Air Conditioning/Space Cooling - Residential | 0.014133 | 0.014254 | 0.014375 | 0.014497 | 0.014618 | 0.014739 | 0.014861 | 0.014982 | 0.015103 | 0.015224 | 0.015346 | 0.015467 | 0.015588 | 0.015709 | 0.015831 | 0.015952 | 0.016073 | 0.016195 | 0.016316 | 0.016437 | 0.016558 | 0.01668 | 0.016801 | 0.016922 | 0.017044 | 0.017165 | 0.017286 | 0.017407 | 0.017529 | 0.01765 | 0.017771 | 0.017893 | 0.018014 | 0.018135 | 0.018256 | 0.018378 | 0.018499 | 0.01862 | 0.018741 | 0.018863
Air Conditioning/Space Cooling - Commercial | 0.29833 | 0.2977 | 0.29706 | 0.29642 | 0.29579 | 0.29515 | 0.29452 | 0.29388 | 0.29324 | 0.29261 | 0.29274 | 0.29286 | 0.29299 | 0.29312 | 0.29325 | 0.29338 | 0.29351 | 0.29364 | 0.29377 | 0.2939 | 0.29182 | 0.29177 | 0.29174 | 0.29172 | 0.29172 | 0.29173 | 0.29173 | 0.29172 | 0.2917 | 0.29163 | 0.29046 | 0.29026 | 0.29006 | 0.28986 | 0.28966 | 0.28945 | 0.28925 | 0.28905 | 0.28885 | 0.28865
Air Conditioning/Space Cooling - Industrial | 0.040637 | 0.040637 | 0.040637 | 0.040637 | 0.040637 | 0.040637 | 0.040637 | 0.040637 | 0.040637 | 0.040637 | 0.040637 | 0.040637 | 0.040637 | 0.040637 | 0.040637 | 0.040637 | 0.040637 | 0.040637 | 0.040637 | 0.040637 | 0.040637 | 0.040637 | 0.040637 | 0.040637 | 0.040637 | 0.040637 | 0.040637 | 0.040637 | 0.040637 | 0.040637 | 0.040637 | 0.040637 | 0.040637 | 0.040637 | 0.040637 | 0.040637 | 0.040637 | 0.040637 | 0.040637 | 0.040637
Appliances & Plug Loads - Residential | 0.23562 | 0.24146 | 0.2473 | 0.25315 | 0.25899 | 0.26483 | 0.27067 | 0.27651 | 0.28235 | 0.28819 | 0.29403 | 0.29987 | 0.30571 | 0.31156 | 0.3174 | 0.32324 | 0.32908 | 0.33492 | 0.34076 | 0.3466 | 0.35244 | 0.35828 | 0.36413 | 0.36997 | 0.37581 | 0.38165 | 0.38749 | 0.39333 | 0.39917 | 0.40501 | 0.41085 | 0.41669 | 0.42254 | 0.42838 | 0.43422 | 0.44006 | 0.4459 | 0.45174 | 0.45758 | 0.46342
Appliances & Plug Loads - Commercial | 0.12531 | 0.12605 | 0.12678 | 0.12752 | 0.12826 | 0.129 | 0.12973 | 0.13047 | 0.13121 | 0.13194 | 0.13216 | 0.13237 | 0.13259 | 0.1328 | 0.13302 | 0.13323 | 0.13345 | 0.13366 | 0.13388 | 0.13409 | 0.13581 | 0.13615 | 0.13648 | 0.13679 | 0.13709 | 0.13739 | 0.13769 | 0.138 | 0.13832 | 0.13867 | 0.13977 | 0.14021 | 0.14065 | 0.14109 | 0.14153 | 0.14197 | 0.14241 | 0.14285 | 0.14329 | 0.14373
Appliances & Plug Loads - Industrial | 0 | 0 | 0 | 0 | 0 | 0 | 0 | 0 | 0 | 0 | 0 | 0 | 0 | 0 | 0 | 0 | 0 | 0 | 0 | 0 | 0 | 0 | 0 | 0 | 0 | 0 | 0 | 0 | 0 | 0 | 0 | 0 | 0 | 0 | 0 | 0 | 0 | 0 | 0 | 0
Lighting - Residential | 0.13559 | 0.13384 | 0.13208 | 0.13033 | 0.12858 | 0.12682 | 0.12507 | 0.12331 | 0.12156 | 0.11981 | 0.11805 | 0.1163 | 0.11455 | 0.11279 | 0.11104 | 0.10929 | 0.10753 | 0.10578 | 0.10403 | 0.10227 | 0.10052 | 0.098764 | 0.097011 | 0.095257 | 0.093503 | 0.09175 | 0.089996 | 0.088243 | 0.086489 | 0.084736 | 0.082982 | 0.081228 | 0.079475 | 0.077721 | 0.075968 | 0.074214 | 0.07246 | 0.070707 | 0.068953 | 0.0672
Lighting - Commercial | 0.21594 | 0.21839 | 0.22084 | 0.2233 | 0.22575 | 0.22821 | 0.23066 | 0.23311 | 0.23557 | 0.23802 | 0.2386 | 0.23917 | 0.23975 | 0.24032 | 0.24089 | 0.24147 | 0.24204 | 0.24262 | 0.24319 | 0.24377 | 0.24976 | 0.25078 | 0.25175 | 0.25267 | 0.25357 | 0.25445 | 0.25533 | 0.25624 | 0.2572 | 0.25825 | 0.26201 | 0.2634 | 0.26479 | 0.26617 | 0.26756 | 0.26894 | 0.27033 | 0.27171 | 0.2731 | 0.27449
Lighting - Industrial | 0.056948 | 0.056948 | 0.056948 | 0.056948 | 0.056948 | 0.056948 | 0.056948 | 0.056948 | 0.056948 | 0.056948 | 0.056948 | 0.056948 | 0.056948 | 0.056948 | 0.056948 | 0.056948 | 0.056948 | 0.056948 | 0.056948 | 0.056948 | 0.056948 | 0.056948 | 0.056948 | 0.056948 | 0.056948 | 0.056948 | 0.056948 | 0.056948 | 0.056948 | 0.056948 | 0.056948 | 0.056948 | 0.056948 | 0.056948 | 0.056948 | 0.056948 | 0.056948 | 0.056948 | 0.056948 | 0.056948
Refrigeration, Motors & Process Equipment - Residential | 0.034552 | 0.034062 | 0.033571 | 0.03308 | 0.03259 | 0.032099 | 0.031608 | 0.031118 | 0.030627 | 0.030136 | 0.029646 | 0.029155 | 0.028664 | 0.028174 | 0.027683 | 0.027193 | 0.026702 | 0.026211 | 0.025721 | 0.02523 | 0.024739 | 0.024249 | 0.023758 | 0.023267 | 0.022777 | 0.022286 | 0.021795 | 0.021305 | 0.020814 | 0.020323 | 0.019833 | 0.019342 | 0.018851 | 0.018361 | 0.01787 | 0.017379 | 0.016889 | 0.016398 | 0.015908 | 0.015417
Refrigeration, Motors & Process Equipment - Commercial | 0.13001 | 0.12765 | 0.12529 | 0.12294 | 0.12058 | 0.11822 | 0.11586 | 0.1135 | 0.11114 | 0.10878 | 0.10802 | 0.10726 | 0.1065 | 0.10573 | 0.10497 | 0.10421 | 0.10345 | 0.10269 | 0.10193 | 0.10116 | 0.0958 | 0.094657 | 0.093559 | 0.092499 | 0.091466 | 0.090446 | 0.089423 | 0.088378 | 0.087286 | 0.08612 | 0.082648 | 0.081197 | 0.079745 | 0.078294 | 0.076843 | 0.075392 | 0.073941 | 0.072489 | 0.071038 | 0.069587
Refrigeration, Motors & Process Equipment - Industrial | 0.48796 | 0.48796 | 0.48796 | 0.48796 | 0.48796 | 0.48796 | 0.48796 | 0.48796 | 0.48796 | 0.48796 | 0.48796 | 0.48796 | 0.48796 | 0.48796 | 0.48796 | 0.48796 | 0.48796 | 0.48796 | 0.48796 | 0.48796 | 0.48796 | 0.48796 | 0.48796 | 0.48796 | 0.48796 | 0.48796 | 0.48796 | 0.48796 | 0.48796 | 0.48796 | 0.48796 | 0.48796 | 0.48796 | 0.48796 | 0.48796 | 0.48796 | 0.48796 | 0.48796 | 0.48796 | 0.48796
Space Heating - Residential | 0.31396 | 0.31117 | 0.30837 | 0.30558 | 0.30279 | 0.3 | 0.2972 | 0.29441 | 0.29162 | 0.28883 | 0.28603 | 0.28324 | 0.28045 | 0.27766 | 0.27486 | 0.27207 | 0.26928 | 0.26649 | 0.26369 | 0.2609 | 0.25811 | 0.25532 | 0.25252 | 0.24973 | 0.24694 | 0.24414 | 0.24135 | 0.23856 | 0.23577 | 0.23297 | 0.23018 | 0.22739 | 0.2246 | 0.2218 | 0.21901 | 0.21622 | 0.21343 | 0.21063 | 0.20784 | 0.20505
Space Heating - Commercial | 0.065357 | 0.064589 | 0.06382 | 0.063052 | 0.062283 | 0.061514 | 0.060746 | 0.059977 | 0.059208 | 0.05844 | 0.058216 | 0.057992 | 0.057768 | 0.057544 | 0.05732 | 0.057095 | 0.056871 | 0.056647 | 0.056423 | 0.056199 | 0.054406 | 0.054052 | 0.053713 | 0.053388 | 0.053071 | 0.052759 | 0.052446 | 0.052125 | 0.051788 | 0.051427 | 0.050278 | 0.049819 | 0.04936 | 0.048901 | 0.048442 | 0.047983 | 0.047524 | 0.047065 | 0.046605 | 0.046146
Space Heating - Industrial | 0.013546 | 0.013546 | 0.013546 | 0.013546 | 0.013546 | 0.013546 | 0.013546 | 0.013546 | 0.013546 | 0.013546 | 0.013546 | 0.013546 | 0.013546 | 0.013546 | 0.013546 | 0.013546 | 0.013546 | 0.013546 | 0.013546 | 0.013546 | 0.013546 | 0.013546 | 0.013546 | 0.013546 | 0.013546 | 0.013546 | 0.013546 | 0.013546 | 0.013546 | 0.013546 | 0.013546 | 0.013546 | 0.013546 | 0.013546 | 0.013546 | 0.013546 | 0.013546 | 0.013546 | 0.013546 | 0.013546
Water Heating - Residential | 0.25794 | 0.2571 | 0.25625 | 0.25541 | 0.25456 | 0.25371 | 0.25287 | 0.25202 | 0.25118 | 0.25033 | 0.24949 | 0.24864 | 0.2478 | 0.24695 | 0.24611 | 0.24526 | 0.24442 | 0.24357 | 0.24272 | 0.24188 | 0.24103 | 0.24019 | 0.23934 | 0.2385 | 0.23765 | 0.23681 | 0.23596 | 0.23512 | 0.23427 | 0.23343 | 0.23258 | 0.23173 | 0.23089 | 0.23004 | 0.2292 | 0.22835 | 0.22751 | 0.22666 | 0.22582 | 0.22497
Water Heating - Commercial | 0.022872 | 0.022855 | 0.022838 | 0.022822 | 0.022805 | 0.022788 | 0.022771 | 0.022754 | 0.022737 | 0.022721 | 0.022687 | 0.022653 | 0.02262 | 0.022586 | 0.022553 | 0.022519 | 0.022486 | 0.022452 | 0.022419 | 0.022385 | 0.0224 | 0.02237 | 0.02234 | 0.02231 | 0.022279 | 0.022248 | 0.022217 | 0.022187 | 0.022157 | 0.022127 | 0.022122 | 0.022096 | 0.02207 | 0.022043 | 0.022017 | 0.021991 | 0.021964 | 0.021938 | 0.021912 | 0.021885
Water Heating - Industrial | 0 | 0 | 0 | 0 | 0 | 0 | 0 | 0 | 0 | 0 | 0 | 0 | 0 | 0 | 0 | 0 | 0 | 0 | 0 | 0 | 0 | 0 | 0 | 0 | 0 | 0 | 0 | 0 | 0 | 0 | 0 | 0 | 0 | 0 | 0 | 0 | 0 | 0 | 0 | 0
Other - Residential | 0 | 0 | 0 | 0 | 0 | 0 | 0 | 0 | 0 | 0 | 0 | 0 | 0 | 0 | 0 | 0 | 0 | 0 | 0 | 0 | 0 | 0 | 0 | 0 | 0 | 0 | 0 | 0 | 0 | 0 | 0 | 0 | 0 | 0 | 0 | 0 | 0 | 0 | 0 | 0
Other - Commercial | 0 | 0 | 0 | 0 | 0 | 0 | 0 | 0 | 0 | 0 | 0 | 0 | 0 | 0 | 0 | 0 | 0 | 0 | 0 | 0 | 0 | 0 | 0 | 0 | 0 | 0 | 0 | 0 | 0 | 0 | 0 | 0 | 0 | 0 | 0 | 0 | 0 | 0 | 0 | 0
Irrigation - Industrial | 0.15178 | 0.15178 | 0.15178 | 0.15178 | 0.15178 | 0.15178 | 0.15178 | 0.15178 | 0.15178 | 0.15178 | 0.15178 | 0.15178 | 0.15178 | 0.15178 | 0.15178 | 0.15178 | 0.15178 | 0.15178 | 0.15178 | 0.15178 | 0.15178 | 0.15178 | 0.15178 | 0.15178 | 0.15178 | 0.15178 | 0.15178 | 0.15178 | 0.15178 | 0.15178 | 0.15178 | 0.15178 | 0.15178 | 0.15178 | 0.15178 | 0.15178 | 0.15178 | 0.15178 | 0.15178 | 0.15178

## NW Baseline Energy
Navigant NW Baseline Grid Characteristics and Forecasts
| High Forecast |  |  | Medium Forecast |  |  | Low Forecast
MWh/yr | Residential | Commercial | Industrial/Other | Residential | Commercial | Industrial/Other | Residential | Commercial | Industrial/Other
2011 | 67589620.9384 | 61025192.0078 | 45576604.4537 | 66361337.3664 | 59916201.6069 | 44748356.0667 | 64618903.5181 | 58342996.155 | 43573409.1269
2012 | 68481491.4897 | 62436143.3926 | 45886653.7787 | 67038270.2025 | 61120325.5084 | 44919610.0696 | 65020046.2333 | 59280264.5168 | 43567280.5203
2013 | 69385130.6094 | 63879717.105 | 46191505.2765 | 67722108.2349 | 62348648.4467 | 45084387.5682 | 65423679.1714 | 60232589.9041 | 43554262.9251
2014 | 70300693.5883 | 65356667.3995 | 46490837.298 | 68412921.9016 | 63601656.7451 | 45242427.3341 | 65829817.7914 | 61200214.2049 | 43534184.2602
2015 | 71228337.7662 | 66867765.9694 | 46784317.5245 | 69110782.359 | 64879846.5003 | 45393461.1933 | 66238477.648 | 62183383.1933 | 43506869.1453
2016 | 72168222.5589 | 68413802.3502 | 47071602.6698 | 69815761.4893 | 66183723.779 | 45537213.8649 | 66649674.3927 | 63182346.5914 | 43472138.8424
2017 | 73120509.4862 | 69995584.3321 | 47352338.1743 | 70527931.9082 | 67513804.8181 | 45673402.7966 | 67063423.774 | 64197358.1333 | 43429811.1978
2018 | 74085362.1988 | 71613938.3821 | 47626157.8916 | 71247366.9718 | 68870616.2294 | 45801737.9959 | 67479741.6382 | 65228675.629 | 43379700.5827
2019 | 75062946.507 | 73269710.0758 | 47892683.7668 | 71974140.7847 | 70254695.2079 | 45921921.8589 | 67898643.9301 | 66276561.0305 | 43321617.8322
2020 | 75795311.8515 | 74694983.989 | 47932464.1595 | 73014600 | 71954640 | 46173960 | 68473774.5096 | 67479734.1118 | 43302371.3786
2021 | 77646291.9238 | 75985518.6991 | 48957827.3371 | 74358117.5658 | 72767674.9621 | 46884555.4721 | 69184112.3237 | 67704336.2974 | 43622222.5389
2022 | 79542474.3595 | 77298350.4865 | 50003195.5112 | 75726356.7551 | 73589896.6264 | 47604249.8384 | 69901819.0877 | 67929686.0576 | 43942740.7128
2023 | 81484963.0351 | 78633864.5867 | 51068917.1628 | 77119772.4624 | 74421408.796 | 48333129.5099 | 70626971.246 | 68155785.8809 | 44263908.4522
2024 | 83474888.785 | 79992452.891 | 52155345.7491 | 78538827.9523 | 75262316.4467 | 49071281.0308 | 71359646.0362 | 68382638.2636 | 44585707.9384
2025 | 85513410.059 | 81374514.0615 | 53262839.7406 | 79983995.0141 | 76112725.7407 | 49818791.0564 | 72099921.4971 | 68610245.7106 | 44908120.9761
2026 | 87601713.5974 | 82780453.6481 | 54391762.6567 | 81455754.1183 | 76972744.0396 | 50575746.3306 | 72847876.477 | 68838610.7352 | 45231128.989
2027 | 89741015.1215 | 84210684.2077 | 55542483.1009 | 82954594.5762 | 77842479.9181 | 51342233.6615 | 73603590.6421 | 69067735.8588 | 45554713.0136
2028 | 91932560.0416 | 85665625.4249 | 56715374.7945 | 84481014.7028 | 78722043.1779 | 52118339.8974 | 74367144.4854 | 69297623.6115 | 45878853.6942
2029 | 94177624.1818 | 87145704.2357 | 57910816.6091 | 86035521.9826 | 79611544.861 | 52904151.9011 | 75138619.3345 | 69528276.5316 | 46203531.2776
2030 | 96091085.1561 | 88230224.3798 | 58865050.4641 | 87486120 | 80329200 | 53593680 | 76184747.822 | 69952351.8101 | 46670500.368
2031 | 98043423.0178 | 89328241.2758 | 59835007.8454 | 88961175.7595 | 81053324.413 | 54292195.0873 | 77245441.1873 | 70379013.6599 | 47142189.0138
2032 | 100035427.6512 | 90439922.8894 | 60820947.8398 | 90461101.6297 | 81783976.417 | 54999814.2952 | 78320902.2121 | 70808277.8573 | 47618644.9147
2033 | 102067904.9887 | 91565439.2768 | 61823133.803 | 91986316.9321 | 82521214.8547 | 55716656.2826 | 79411336.5014 | 71240160.2748 | 48099916.2522
2034 | 104141677.3376 | 92704962.6104 | 62841833.4303 | 93537248.0579 | 83265099.0993 | 56442841.2549 | 80516952.5225 | 71674676.8818 | 48586051.695
2035 | 106257583.7125 | 93858667.2054 | 63877318.828 | 95114328.5877 | 84015689.0592 | 57178490.9842 | 81637961.6454 | 72111843.7451 | 49077100.4035
2036 | 108416480.1746 | 95026729.5463 | 64929866.5862 | 96717999.4122 | 84773045.1828 | 57923728.8298 | 82774578.1829 | 72551677.0294 | 49573112.035
2037 | 110619240.1782 | 96209328.3138 | 65999757.8522 | 98348708.8559 | 85537228.4633 | 58678679.7587 | 83927019.4314 | 72994192.9982 | 50074136.7488
2038 | 112866754.9241 | 97406644.4125 | 67087278.4062 | 100006912.8022 | 86308300.444 | 59443470.3667 | 85095505.7128 | 73439408.0139 | 50580225.2108
2039 | 115159933.7201 | 98618860.9981 | 68192718.7375 | 101693074.8211 | 87086323.2226 | 60218228.8996 | 86280260.4164 | 73887338.5388 | 51091428.5994
2040 | 117499704.3491 | 99846163.5058 | 69316374.1217 | 103407666.2981 | 87871359.457 | 61003085.2748 | 87481510.0418 | 74338001.1359 | 51607798.61
2041 | 119887013.4442 | 101088739.6785 | 70458544.6999 | 105151166.5671 | 88663472.3697 | 61798171.1027 | 88699484.242 | 74791412.4688 | 52129387.4606
2042 | 122322826.8716 | 102346779.5955 | 71619535.559 | 106924063.0433 | 89462725.753 | 62603619.7094 | 89934415.8672 | 75247589.303 | 52656247.8967
2043 | 124808130.1218 | 103620475.7018 | 72799656.8129 | 108726851.3601 | 90269183.9746 | 63419566.1584 | 91186541.0097 | 75706548.5061 | 53188433.1973
2044 | 127343928.708 | 104910022.837 | 73999223.6854 | 110560035.5076 | 91082911.982 | 64246147.2737 | 92456099.0488 | 76168307.0488 | 53725997.1795
2045 | 129931248.5731 | 106215618.2658 | 75218556.5945 | 112424127.9733 | 91903975.3085 | 65083501.6627 | 93743332.6966 | 76632882.005 | 54268994.2045
2046 | 132571136.5044 | 107537461.7076 | 76457981.238 | 114319649.8854 | 92732440.0781 | 65931769.7392 | 95048488.0443 | 77100290.553 | 54817479.1829
2047 | 135264660.5577 | 108875755.3676 | 77717828.6802 | 116247131.1589 | 93568373.0108 | 66791093.747 | 96371814.6095 | 77570549.9758 | 55371507.5803
2048 | 138012910.4888 | 110230703.9671 | 78998435.4408 | 118207110.643 | 94411841.428 | 67661617.7842 | 97713565.3835 | 78043677.6618 | 55931135.4228
2049 | 140816998.195 | 111602514.7752 | 80300143.5846 | 120200136.2722 | 95262913.258 | 68543487.8265 | 99073996.8802 | 78519691.1055 | 56496419.3028
2050 | 143678058.1644 | 112991397.6407 | 81623300.8125 | 122226765.2198 | 96121657.0416 | 69436851.7527 | 100453369.1847 | 78998607.9079 | 57067416.3845

## NW Baseline Energy by Use
Navigant NW Baseline Grid Characteristics and Forecasts
Maximum Consumption (MWh/yr) | 2011 | 2012 | 2013 | 2014 | 2015 | 2016 | 2017 | 2018 | 2019 | 2020 | 2021 | 2022 | 2023 | 2024 | 2025 | 2026 | 2027 | 2028 | 2029 | 2030 | 2031 | 2032 | 2033 | 2034 | 2035 | 2036 | 2037 | 2038 | 2039 | 2040 | 2041 | 2042 | 2043 | 2044 | 2045 | 2046 | 2047 | 2048 | 2049 | 2050
Air Conditioning/Space Cooling - Residential | 937875.4904 | 955572.8218 | 973533.6137 | 991761.3997 | 1010259.7579 | 1029032.3116 | 1048082.7301 | 1067414.7287 | 1087032.0699 | 1111601.3588 | 1141073.5725 | 1171254.1076 | 1202158.9769 | 1233804.6182 | 1266207.8288 | 1299385.7737 | 1333355.993 | 1368136.4097 | 1403745.3384 | 1438023.3522 | 1473058.2022 | 1508865.6652 | 1545461.8348 | 1582863.0344 | 1621086.1955 | 1660148.308 | 1700066.7963 | 1740859.4339 | 1782544.3498 | 1825140.0364 | 1868665.3555 | 1913139.5465 | 1958582.2329 | 2005013.4303 | 2052453.5542 | 2100923.4271 | 2150444.2871 | 2201037.6775 | 2252725.9257 | 2305531.4489
Appliances & Plug Loads - Residential | 15636182.406 | 16187256.8771 | 16747947.0359 | 17318391.7145 | 17898731.5764 | 18489109.1403 | 19089668.8025 | 19700556.8608 | 20321921.6103 | 21042177.9691 | 21863698.0725 | 22708326.658 | 23576635.9946 | 24469211.5874 | 25386652.471 | 26329571.509 | 27298595.7001 | 28294366.4911 | 29317540.096 | 30322858.4776 | 31353742.8676 | 32410769.588 | 33494527.1275 | 34605616.3874 | 35744650.9331 | 36912257.2502 | 38109075.0059 | 39335757.3152 | 40592971.0127 | 41881396.9295 | 43201730.1759 | 44554680.4287 | 45940972.2253 | 47361345.2633 | 48816554.7049 | 50307371.4889 | 51834582.6478 | 53398991.6312 | 55001418.6355 | 56642700.9409
Lighting - Residential | 8997915.9487 | 8972143.1821 | 8944908.3407 | 8916184.3463 | 8885943.5144 | 8854158.0271 | 8820799.3776 | 8785838.9205 | 8749247.3044 | 8747688.6579 | 8778258.0421 | 8806990.5873 | 8833808.4224 | 8858631.1993 | 8881376.5756 | 8901959.5342 | 8920292.9583 | 8936286.9256 | 8949849.3039 | 8947332.6972 | 8942187.0994 | 8934324.3945 | 8923654.5124 | 8910085.1212 | 8893521.2915 | 8873866.0972 | 8851019.8085 | 8824880.6044 | 8795343.7378 | 8762302.2724 | 8725646.2177 | 8685263.1847 | 8641038.0254 | 8592852.4403 | 8540585.6754 | 8484113.5809 | 8423309.4377 | 8358042.9846 | 8288181.2718 | 8213587.6542
Refrigeration, Motors & Process Equipment - Residential | 2292935.7753 | 2283432.8896 | 2273497.5411 | 2263121.8959 | 2252298.0052 | 2241017.7338 | 2229273.0376 | 2217055.5449 | 2204356.8321 | 2200398.2867 | 2204403.1305 | 2207810.3368 | 2210596.5558 | 2212737.7807 | 2214209.2515 | 2214985.7568 | 2215041.1412 | 2214348.6036 | 2212880.6008 | 2207265.5341 | 2200832.0557 | 2193554.1644 | 2185405.2145 | 2176357.8087 | 2166384.1553 | 2155455.4973 | 2143542.4662 | 2130614.975 | 2116642.2017 | 2101592.5732 | 2085433.7493 | 2068132.6051 | 2049655.1054 | 2029966.7198 | 2009031.7584 | 1986813.7824 | 1963275.4787 | 1938378.6406 | 1912084.1486 | 1884351.9498
Space Heating - Residential | 20834767.919 | 20860087.6365 | 20883755.9607 | 20905736.5662 | 20925992.5583 | 20944486.3956 | 20961180.16 | 20976035.1328 | 20989012.0629 | 21088530.3387 | 21268922.436 | 21448812.9515 | 21628122.3481 | 21806768.2532 | 21984665.6966 | 22161726.5671 | 22337859.8444 | 22512971.3573 | 22686964.0378 | 22825164.5773 | 22961576.0295 | 23096098.7779 | 23228630.2632 | 23359065.2823 | 23487295.3716 | 23613209.0995 | 23736691.8051 | 23857625.9165 | 23975890.2896 | 24091360.52 | 24203908.6618 | 24313403.5664 | 24419710.1742 | 24522689.8465 | 24622200.063 | 24718094.7829 | 24810223.6857 | 24898432.5241 | 24982562.9202 | 25062452.1473
Water Heating - Residential | 17117355.0464 | 17235290.2889 | 17353850.4401 | 17473035.9774 | 17592847.3228 | 17713284.8419 | 17834348.8426 | 17956039.574 | 18078357.2249 | 18277971.8204 | 18551436.6201 | 18828776.6501 | 19110041.933 | 19395283.0204 | 19684550.995 | 19977897.4734 | 20275374.6083 | 20577035.0909 | 20882932.1527 | 21161067.2926 | 21442644.9971 | 21727702.1969 | 22016276.1782 | 22308404.4956 | 22604124.97 | 22903475.6876 | 23206494.9975 | 23513221.5102 | 23823694.0949 | 24137951.7747 | 24456034.1354 | 24777980.7079 | 25103831.3742 | 25433626.2625 | 25767405.7444 | 26105210.4316 | 26447081.1725 | 26793059.0487 | 27143185.3713 | 27497501.6769
Other - Residential | 0 | 0 | 0 | 0 | 0 | 0 | 0 | 0 | 0 | 0 | 0 | 0 | 0 | 0 | 0 | 0 | 0 | 0 | 0 | 0 | 0 | 0 | 0 | 0 | 0 | 0 | 0 | 0 | 0 | 0 | 0 | 0 | 0 | 0 | 0 | 0 | 0 | 0 | 0 | 0
Air Conditioning/Space Cooling - Commercial | 17875058.3646 | 18195388.395 | 18521374.3018 | 18853113.9137 | 19190706.9618 | 19534254.6022 | 19883859.9575 | 20239627.6203 | 20601664.2159 | 21054363.1335 | 21301667.8152 | 21551873.1375 | 21805013.0762 | 22061122.0048 | 22320234.6989 | 22582386.3409 | 22847612.5247 | 23115949.2607 | 23387432.9805 | 23608641.1864 | 23653130.9978 | 23861940.7703 | 24074420.6898 | 24290294.712 | 24509183.34 | 24730586.152 | 24953863.1642 | 25178213.4272 | 25402651.4097 | 25625982.1142 | 25753247.4218 | 25967391.016 | 26183302.5761 | 26400996.6655 | 26620487.9681 | 26841791.0112 | 27064920.8089 | 27289892.1243 | 27516720.2161 | 27745420.0873
Appliances & Plug Loads - Commercial | 7508065.5505 | 7704014.8443 | 7904807.7402 | 8110559.6537 | 8321388.9376 | 8537416.5055 | 8758766.0775 | 8985564.451 | 9217941.1651 | 9494035.4751 | 9616931.5347 | 9741392.6555 | 9867438.6631 | 9995089.3334 | 10124364.9882 | 10255285.899 | 10387872.8182 | 10522146.7586 | 10658128.7584 | 10771449.5872 | 11007978.6749 | 11134990.0467 | 11262149.557 | 11389671.3715 | 11517840.8694 | 11647025.7299 | 11777689.6735 | 11910406.246 | 12045875.1522 | 12184939.4343 | 12392433.8626 | 12543531.2035 | 12696345.6511 | 12850895.7936 | 13007200.689 | 13165279.3228 | 13325150.9722 | 13486835.1178 | 13650351.4457 | 13815719.7535
Lighting - Commercial | 12938032.9748 | 13348039.5279 | 13769300.3522 | 14202102.0773 | 14646738.5628 | 15103510.6247 | 15572726.3877 | 16054701.6637 | 16549759.6566 | 17126794.0139 | 17362109.7212 | 17600556.5086 | 17842175.2384 | 18087007.0741 | 18335093.7789 | 18586477.6496 | 18841201.5231 | 19099308.705 | 19360843.2898 | 19581509.3718 | 20243511.1338 | 20509746.1042 | 20774649.7402 | 21038974.693 | 21303728.4705 | 21570216.0007 | 21840085.6513 | 22115382.0523 | 22398602.8554 | 22692761.357 | 23231039.8399 | 23564431.9537 | 23901947.092 | 24243632.3155 | 24589535.5627 | 24939704.9299 | 25294189.4087 | 25653038.153 | 26016301.2297 | 26384028.8731
Refrigeration, Motors & Process Equipment - Commercial | 7789867.5641 | 7802224.0224 | 7811930.9489 | 7818876.859 | 7822946.8568 | 7824022.4778 | 7821981.857 | 7816699.2394 | 7808045.1418 | 7827220.2706 | 7860247.0935 | 7893020.9455 | 7925531.819 | 7957769.7363 | 7989724.303 | 8021384.9998 | 8052741.1059 | 8083781.6171 | 8114495.5564 | 8126469.9404 | 7764929.0663 | 7741385.9451 | 7720600.6076 | 7701945.9787 | 7684578.7634 | 7667402.9358 | 7649030.4801 | 7627736.8519 | 7601412.6287 | 7567509.8589 | 7327847.4928 | 7264074.8835 | 7198556.968 | 7131267.6439 | 7062180.1156 | 6991267.616 | 6918502.6707 | 6843857.8324 | 6767305.0272 | 6688815.8261
Space Heating - Commercial | 3915970.2106 | 3947689.397 | 3979101.8419 | 4010182.4679 | 4040905.2511 | 4071243.2556 | 4101168.6749 | 4130652.5364 | 4159665.0748 | 4205009.0143 | 4236219.6072 | 4267598.572 | 4299145.8771 | 4330861.1706 | 4362744.3726 | 4394795.0751 | 4427013.1477 | 4459398.124 | 4491949.8209 | 4514445.2112 | 4409812.3756 | 4420586.3483 | 4432496.0948 | 4445329.7998 | 4458801.9271 | 4472541.1756 | 4486076.246 | 4498821.4553 | 4510059.774 | 4518924.9906 | 4457865.2429 | 4456975.383 | 4455707.1413 | 4454053.9495 | 4452008.8795 | 4449565.0005 | 4446715.1949 | 4443452.5309 | 4439769.7023 | 4435659.3991
Water Heating - Commercial | 1370406.4788 | 1396918.1804 | 1423941.9387 | 1451487.7535 | 1479565.5652 | 1508185.7627 | 1537358.7399 | 1567095.0871 | 1597405.8048 | 1634846.5494 | 1650878.7137 | 1667064.455 | 1683405.1969 | 1699902.4511 | 1716557.5167 | 1733371.93 | 1750347.1656 | 1767484.7897 | 1784786.1466 | 1798181.0307 | 1815571.853 | 1829522.2736 | 1843536.7306 | 1857622.4622 | 1871788.7291 | 1886047.7486 | 1900414.392 | 1914907.4169 | 1929549.2825 | 1944367.3554 | 1961433.6397 | 1976759.5314 | 1992202.3454 | 2007762.9441 | 2023442.1963 | 2039240.9767 | 2055160.1662 | 2071200.6517 | 2087363.3265 | 2103649.0901
Other - Commercial | 0 | 0 | 0 | 0 | 0 | 0 | 0 | 0 | 0 | 0 | 0 | 0 | 0 | 0 | 0 | 0 | 0 | 0 | 0 | 0 | 0 | 0 | 0 | 0 | 0 | 0 | 0 | 0 | 0 | 0 | 0 | 0 | 0 | 0 | 0 | 0 | 0 | 0 | 0 | 0
Air Conditioning/Space Cooling - Industrial | 1818449.2824 | 1825408.5708 | 1832104.6721 | 1838526.9706 | 1844664.5684 | 1850506.2789 | 1856040.62 | 1861255.8071 | 1866139.7465 | 1876381.8787 | 1905258.5111 | 1934504.8973 | 1964124.5488 | 1994120.9827 | 2024497.7203 | 2055258.2866 | 2086406.2094 | 2117945.0177 | 2149878.2417 | 2177898.7543 | 2206284.4733 | 2235040.1585 | 2264170.6319 | 2293680.7784 | 2323575.5464 | 2353859.9488 | 2384539.0641 | 2415618.0367 | 2447102.0782 | 2478996.468 | 2511306.5545 | 2544037.7556 | 2577195.5599 | 2610785.5276 | 2644813.2914 | 2679284.5571 | 2714205.1053 | 2749580.7917 | 2785417.5484 | 2821721.3846
Appliances & Plug Loads - Industrial | 0 | 0 | 0 | 0 | 0 | 0 | 0 | 0 | 0 | 0 | 0 | 0 | 0 | 0 | 0 | 0 | 0 | 0 | 0 | 0 | 0 | 0 | 0 | 0 | 0 | 0 | 0 | 0 | 0 | 0 | 0 | 0 | 0 | 0 | 0 | 0 | 0 | 0 | 0 | 0
Lighting - Industrial | 2548311.8847 | 2558064.3907 | 2567448.0752 | 2576448.062 | 2585049.0792 | 2593235.4501 | 2600991.0842 | 2608299.4669 | 2615143.6505 | 2629496.6201 | 2669963.3332 | 2710948.2065 | 2752456.1611 | 2794492.1253 | 2837061.0339 | 2880167.8269 | 2923817.4477 | 2968014.8422 | 3012764.9569 | 3052031.9335 | 3091810.6976 | 3132107.9196 | 3172930.3568 | 3214284.8546 | 3256178.3478 | 3298617.8612 | 3341610.5115 | 3385163.508 | 3429284.154 | 3473979.848 | 3519258.0849 | 3565126.4572 | 3611592.6565 | 3658664.4747 | 3706349.805 | 3754656.6438 | 3803593.0914 | 3853167.3539 | 3903387.7442 | 3954262.6838
Refrigeration, Motors & Process Equipment - Industrial | 21835361.0195 | 21918925.9437 | 21999330.5995 | 22076447.5184 | 22150145.8423 | 22220291.2456 | 22286745.8542 | 22349368.1639 | 22408012.9559 | 22530997.2236 | 22877738.6469 | 23228919.9571 | 23584583.3192 | 23944770.9632 | 24309525.1734 | 24678888.2772 | 25052902.6335 | 25431610.6206 | 25815054.6239 | 26151516.0338 | 26492362.7252 | 26837651.8537 | 27187441.32 | 27541789.7795 | 27900756.6519 | 28264402.1316 | 28632787.1971 | 29005973.6223 | 29384023.9856 | 29767001.6814 | 30154970.9304 | 30547996.79 | 30946145.1658 | 31349482.8222 | 31758077.394 | 32171997.3973 | 32591312.2413 | 33016092.2399 | 33446408.6233 | 33882333.5503
Space Heating - Industrial | 606149.7757 | 608469.5386 | 610701.5724 | 612842.3386 | 614888.2046 | 616835.4415 | 618680.2219 | 620418.6176 | 622046.5975 | 625460.6416 | 635086.186 | 644834.9816 | 654708.1991 | 664707.0106 | 674832.59 | 685086.1124 | 695468.7536 | 705981.69 | 716626.0982 | 725966.2693 | 735428.1759 | 745013.4045 | 754723.5625 | 764560.2783 | 774525.2012 | 784620.0023 | 794846.3743 | 805206.0321 | 815700.7128 | 826332.1763 | 837102.2054 | 848012.6061 | 859065.2078 | 870261.864 | 881604.4521 | 893094.8744 | 904735.0574 | 916526.9531 | 928472.539 | 940573.818
Water Heating - Industrial | 0 | 0 | 0 | 0 | 0 | 0 | 0 | 0 | 0 | 0 | 0 | 0 | 0 | 0 | 0 | 0 | 0 | 0 | 0 | 0 | 0 | 0 | 0 | 0 | 0 | 0 | 0 | 0 | 0 | 0 | 0 | 0 | 0 | 0 | 0 | 0 | 0 | 0 | 0 | 0
Irrigation - Industrial | 6791946.6523 | 6817939.7424 | 6842949.8227 | 6866937.2438 | 6889861.3019 | 6911680.2147 | 6932351.096 | 6951829.9306 | 6970071.5479 | 7008326.1288 | 7116180.9633 | 7225416.8364 | 7336046.8635 | 7448084.1804 | 7561541.9398 | 7676433.3077 | 7792771.46 | 7910569.5785 | 8029840.8474 | 8134498.0566 | 8240519.3192 | 8347922.4136 | 8456725.3499 | 8566946.3731 | 8678603.9658 | 8791716.8516 | 8906303.9982 | 9022384.6202 | 9139978.1832 | 9259104.4058 | 9379783.2643 | 9502034.9948 | 9625880.0975 | 9751339.3397 | 9878433.7592 | 10007184.6682 | 10137613.6567 | 10269742.596 | 10403593.6423 | 10539189.2409

## NW Baseline Demand
Navigant NW Baseline Grid Characteristics and Forecasts
| High Forecast | [5 empty] | Medium Forecast | [5 empty] | Low Forecast
| Residential |  | Commercial |  | Industrial |  | Residential |  | Commercial |  | Industrial |  | Residential |  | Commercial |  | Industrial
MW | Winter | Summer | Winter | Summer | Winter | Summer | Winter | Summer | Winter | Summer | Winter | Summer | Winter | Summer | Winter | Summer | Winter | Summer
2011 | 19691.2 | 8615.8 | 6957.9 | 11531.6 | 6173.6 | 8844.6 | 19691.2 | 8615.8 | 6957.9 | 11531.6 | 6173.6 | 8844.6 | 19691.2 | 8615.8 | 6957.9 | 11531.6 | 6173.6 | 8844.6
2012 | 19844.4 | 8754.6 | 7106.8 | 11799.2 | 6193.2 | 8905.2 | 19844.4 | 8754.6 | 7106.8 | 11799.2 | 6193.2 | 8905.2 | 19844.4 | 8754.6 | 7106.8 | 11799.2 | 6193.2 | 8905.2
2013 | 19997.6 | 8893.4 | 7255.7 | 12066.8 | 6212.8 | 8965.8 | 19997.6 | 8893.4 | 7255.7 | 12066.8 | 6212.8 | 8965.8 | 19997.6 | 8893.4 | 7255.7 | 12066.8 | 6212.8 | 8965.8
2014 | 20258.3245 | 9062.3917 | 7444.1109 | 12375.6299 | 6265.656 | 9056.5723 | 19867.6327 | 9070.2391 | 7300.5475 | 12386.3463 | 6144.8198 | 9064.4146 | 20258.3245 | 8991.2444 | 7444.1109 | 12278.4709 | 6265.656 | 8985.4707
2015 | 20523.1226 | 9234.5941 | 7635.0181 | 12689.3856 | 6319.4722 | 9150.0116 | 20225.7234 | 9268.4753 | 7524.3795 | 12735.9422 | 6227.8971 | 9183.5825 | 20320.9244 | 9090.1648 | 7559.7962 | 12490.9231 | 6257.2114 | 9006.9051
2016 | 20792.0477 | 9410.0681 | 7828.4745 | 13008.2078 | 6374.2549 | 9246.1212 | 20508.772 | 9441.7485 | 7721.8175 | 13052.0018 | 6287.4105 | 9277.2496 | 20384.3704 | 9190.1729 | 7674.9787 | 12704.2309 | 6249.2725 | 9030.0571
2017 | 21065.1542 | 9588.876 | 8024.5335 | 13332.2377 | 6430.011 | 9344.9069 | 20756.944 | 9603.7289 | 7907.1243 | 13352.8891 | 6335.9317 | 9359.382 | 20448.6528 | 9291.2809 | 7789.6842 | 12918.4657 | 6241.8277 | 9054.8835
2018 | 21342.4977 | 9771.081 | 8223.2489 | 13661.617 | 6486.7477 | 9446.3771 | 20980.5029 | 9747.8785 | 8083.7725 | 13629.1759 | 6376.7245 | 9423.9456 | 20513.7624 | 9393.5007 | 7903.9377 | 13133.6961 | 6234.8654 | 9081.3442
2019 | 21624.1345 | 9956.7478 | 8424.6746 | 13996.4876 | 6544.4724 | 9550.5421 | 21185.4967 | 9886.9759 | 8253.7831 | 13898.4073 | 6411.7202 | 9483.6167 | 20579.6902 | 9496.8447 | 8017.7634 | 13349.9886 | 6228.3748 | 9109.4017
2020 | 21910.1224 | 10145.942 | 8628.8655 | 14336.9926 | 6603.193 | 9657.4147 | 21394.4443 | 10022.8043 | 8425.7759 | 14162.9896 | 6447.7798 | 9540.2061 | 20646.4277 | 9601.3251 | 8131.1845 | 13567.4073 | 6222.3453 | 9139.0211
2021 | 22234.7379 | 10429.6623 | 8751.0121 | 14531.5966 | 6713.5635 | 9827.757 | 21635.3247 | 10253.6764 | 8515.0988 | 14286.3963 | 6532.5765 | 9661.9273 | 20745.8938 | 9792.3295 | 8165.042 | 13643.604 | 6264.0215 | 9227.2052
2022 | 22564.2628 | 10717.3002 | 8875.0635 | 14731.1583 | 6825.4769 | 10001.5487 | 21878.5727 | 10474.2315 | 8605.3652 | 14397.0552 | 6618.0621 | 9774.7133 | 20845.9315 | 9983.3923 | 8199.2028 | 13722.3863 | 6305.6978 | 9316.6547
2023 | 22898.7693 | 11009.0074 | 9001.0454 | 14935.7056 | 6938.9607 | 10178.8444 | 22049.3094 | 10693.1064 | 8667.1398 | 14507.1289 | 6681.5508 | 9886.7647 | 20946.541 | 10174.6125 | 8233.6637 | 13803.6983 | 6347.3815 | 9407.3692
2024 | 23238.3303 | 11304.934 | 9128.9838 | 15145.2711 | 7054.0428 | 10359.6999 | 22288.0916 | 10948.2141 | 8755.6905 | 14667.3717 | 6765.5959 | 10032.8062 | 21047.7228 | 10366.0839 | 8268.422 | 13887.4893 | 6389.0794 | 9499.3494
2025 | 23583.0203 | 11605.2284 | 9258.9055 | 15359.8917 | 7170.7515 | 10544.173 | 22529.5492 | 11205.9445 | 8845.3033 | 14831.4265 | 6850.4287 | 10181.3953 | 21149.4774 | 10557.8953 | 8303.4747 | 13973.7127 | 6430.7983 | 9592.5966
2026 | 23932.9148 | 11910.038 | 9390.8376 | 15579.6083 | 7289.115 | 10732.3233 | 22773.71 | 11466.4094 | 8935.9869 | 14999.2945 | 6936.0624 | 10332.5626 | 21251.8053 | 10750.1316 | 8338.8194 | 14062.3261 | 6472.5444 | 9687.1133
2027 | 24288.0905 | 12219.5093 | 9524.8079 | 15804.466 | 7409.162 | 10924.2117 | 23020.602 | 11729.7185 | 9027.7501 | 15170.9804 | 7022.5104 | 10486.3399 | 21354.7075 | 10942.8733 | 8374.4536 | 14153.2908 | 6514.3238 | 9782.9022
2028 | 24648.6254 | 12533.7882 | 9660.8446 | 16034.5133 | 7530.9214 | 11119.9011 | 23270.2538 | 11995.979 | 9120.6022 | 15346.4924 | 7109.7861 | 10642.76 | 21458.1846 | 11136.1975 | 8410.3752 | 14246.5713 | 6556.1426 | 9879.9671
2029 | 25014.5984 | 12853.0202 | 9798.9764 | 16269.8026 | 7654.4225 | 11319.4558 | 23522.6943 | 12265.2967 | 9214.5523 | 15525.8416 | 7197.9025 | 10801.8568 | 21562.2376 | 11330.1781 | 8446.582 | 14342.1357 | 6598.0062 | 9978.3123
2030 | 25386.0901 | 13177.3506 | 9939.2325 | 16510.3894 | 7779.6947 | 11522.9418 | 23777.9528 | 12537.7756 | 9309.6101 | 15709.0423 | 7286.8729 | 10963.6651 | 21666.8676 | 11524.8855 | 8483.0721 | 14439.9548 | 6639.9203 | 10077.9427
2031 | 25763.0873 | 13509.6077 | 10081.4916 | 16754.2147 | 7907.0136 | 11729.8623 | 24035.9705 | 12816.0637 | 9405.6443 | 15894.1019 | 7376.9398 | 11127.6852 | 21771.9955 | 11722.7156 | 8519.7161 | 14538.1641 | 6682.0976 | 10178.3739
2032 | 26145.6715 | 13849.978 | 10225.7824 | 17001.3162 | 8036.4125 | 11940.2705 | 24296.7771 | 13100.2784 | 9502.6649 | 16081.0346 | 7468.1166 | 11293.9434 | 21877.6238 | 11923.7138 | 8556.5146 | 14636.7618 | 6724.5399 | 10279.6097
2033 | 26533.9253 | 14198.6521 | 10372.1336 | 17251.732 | 8167.9254 | 12154.2205 | 24560.4028 | 13390.5397 | 9600.682 | 16269.8544 | 7560.417 | 11462.4664 | 21983.7548 | 12127.9263 | 8593.4682 | 14735.7462 | 6767.2487 | 10381.6538
2034 | 26927.9325 | 14555.8249 | 10520.5748 | 17505.5004 | 8301.5868 | 12371.7667 | 24826.8778 | 13686.9699 | 9699.7059 | 16460.5756 | 7653.8547 | 11633.2808 | 22090.3908 | 12335.3997 | 8630.5775 | 14835.1155 | 6810.2257 | 10484.5097
2035 | 27327.7782 | 14921.6957 | 10671.1356 | 17762.6602 | 8437.4317 | 12592.9648 | 25096.2328 | 13989.6932 | 9799.7467 | 16653.2124 | 7748.4437 | 11806.4138 | 22197.5342 | 12546.1812 | 8667.8432 | 14934.8678 | 6853.4726 | 10588.1812
2036 | 27733.5487 | 15296.4683 | 10823.8463 | 18023.2507 | 8575.4957 | 12817.8708 | 25368.4988 | 14298.8368 | 9900.8149 | 16847.7791 | 7844.1982 | 11981.8927 | 22305.1872 | 12760.3186 | 8705.266 | 15035.0013 | 6896.9911 | 10692.6718
2037 | 28145.3316 | 15680.351 | 10978.7374 | 18287.3112 | 8715.815 | 13046.5417 | 25643.7071 | 14614.5296 | 10002.9209 | 17044.2901 | 7941.1325 | 12159.745 | 22413.3524 | 12977.8604 | 8742.8464 | 15135.514 | 6940.7828 | 10797.9852
2038 | 28563.2159 | 16073.5569 | 11135.8401 | 18554.8817 | 8858.4263 | 13279.0353 | 25921.8893 | 14936.9035 | 10106.0755 | 17242.7596 | 8039.261 | 12339.9986 | 22522.0319 | 13198.8557 | 8780.5851 | 15236.404 | 6984.8494 | 10904.1249
2039 | 28987.2916 | 16476.3036 | 11295.1859 | 18826.0022 | 9003.3671 | 13515.4101 | 26203.0776 | 15266.0926 | 10210.2892 | 17443.2022 | 8138.5984 | 12522.6816 | 22631.2284 | 13423.3541 | 8818.4827 | 15337.6692 | 7029.1926 | 11011.0945
2040 | 29417.6504 | 16888.8137 | 11456.8066 | 19100.7134 | 9150.6752 | 13755.7254 | 26487.3042 | 15602.2336 | 10315.573 | 17645.6321 | 8239.1597 | 12707.8222 | 22740.944 | 13651.4058 | 8856.54 | 15439.3077 | 7073.8142 | 11118.8976
2041 | 29854.3851 | 17311.3148 | 11620.7347 | 19379.0562 | 9300.3894 | 14000.0413 | 26774.6018 | 15945.4658 | 10421.9378 | 17850.064 | 8340.9597 | 12895.4491 | 22851.1814 | 13883.0619 | 8894.7575 | 15541.3173 | 7118.7159 | 11227.5377
2042 | 30297.59 | 17744.0396 | 11787.0031 | 19661.0718 | 9452.5488 | 14248.4187 | 27065.0035 | 16295.9311 | 10529.3946 | 18056.5123 | 8444.0138 | 13085.5912 | 22961.9428 | 14118.3738 | 8933.1359 | 15643.6959 | 7163.8993 | 11337.0182
2043 | 30747.3607 | 18187.2259 | 11955.645 | 19946.8019 | 9607.1933 | 14500.9195 | 27358.5426 | 16653.7739 | 10637.9545 | 18264.9916 | 8548.3372 | 13278.2776 | 23073.2307 | 14357.3937 | 8971.6759 | 15746.4414 | 7209.3664 | 11447.3428
2044 | 31203.7942 | 18641.1167 | 12126.6943 | 20236.2884 | 9764.3634 | 14757.6061 | 27655.253 | 17019.1417 | 10747.6289 | 18475.5165 | 8653.9457 | 13473.5377 | 23185.0475 | 14600.1744 | 9010.3781 | 15849.5516 | 7255.1187 | 11558.5148
2045 | 31666.9891 | 19105.9606 | 12300.1853 | 20529.5739 | 9924.1003 | 15018.542 | 27955.1686 | 17392.1843 | 10858.4291 | 18688.1016 | 8760.8549 | 13671.4011 | 23297.3958 | 14846.7696 | 9049.2432 | 15953.0243 | 7301.158 | 11670.5377
2046 | 32137.0453 | 19582.0114 | 12476.1528 | 20826.7009 | 10086.4458 | 15283.7915 | 28258.3241 | 17773.0546 | 10970.3666 | 18902.7616 | 8869.0809 | 13871.8978 | 23410.2779 | 15097.2332 | 9088.2718 | 16056.8571 | 7347.4863 | 11783.4148
2047 | 32614.0641 | 20069.529 | 12654.6319 | 21127.7127 | 10251.4425 | 15553.4198 | 28564.7542 | 18161.9083 | 11083.4531 | 19119.5111 | 8978.6398 | 14075.058 | 23523.6964 | 15351.6201 | 9127.4647 | 16161.0479 | 7394.1051 | 11897.1497
2048 | 33098.1486 | 20568.7785 | 12835.6585 | 21432.6528 | 10419.1335 | 15827.4928 | 28874.4942 | 18558.904 | 11197.7003 | 19338.3649 | 9089.548 | 14280.9122 | 23637.6536 | 15609.9858 | 9166.8224 | 16265.5942 | 7441.0164 | 12011.7457
2049 | 33589.4031 | 21080.0313 | 13019.2689 | 21741.5649 | 10589.5628 | 16106.0774 | 29187.5797 | 18964.2031 | 11313.12 | 19559.3378 | 9201.8219 | 14489.491 | 23752.1523 | 15872.3864 | 9206.3457 | 16370.4937 | 7488.222 | 12127.2061
2050 | 34087.9335 | 21603.5645 | 13205.4997 | 22054.4934 | 10762.7749 | 16389.2415 | 29504.0466 | 19377.9703 | 11429.7242 | 19782.4446 | 9315.4785 | 14700.8256 | 23867.1947 | 16138.8789 | 9246.0352 | 16475.744 | 7535.7236 | 12243.5343

## NW Customers
Navigant NW Baseline Grid Characteristics and Forecasts
| 2011 | 2012 | 2013 | 2014 | 2015 | 2016 | 2017 | 2018 | 2019 | 2020 | 2021 | 2022 | 2023 | 2024 | 2025 | 2026 | 2027 | 2028 | 2029 | 2030 | 2031 | 2032 | 2033 | 2034 | 2035 | 2036 | 2037 | 2038 | 2039 | 2040 | 2041 | 2042 | 2043 | 2044 | 2045 | 2046 | 2047 | 2048 | 2049 | 2050
Number of Res Customers | 5874919 | 5966561 | 6060419 | 6154480 | 6249711 | 6345977 | 6441457 | 6536223 | 6630423 | 6724196 | 6816156 | 6907512 | 6998378 | 7088375 | 7177924 | 7266466 | 7353492 | 7438640 | 7522347 | 7605304 | 7689175.8559 | 7773972.6569 | 7859704.6033 | 7946382.008 | 8034015.2974 | 8122615.0133 | 8212191.8134 | 8302756.4732 | 8394319.8866 | 8486893.0682 | 8580487.1537 | 8675113.4017 | 8770783.195 | 8867508.0419 | 8965299.5775 | 9064169.5654 | 9164129.8989 | 9265192.6023 | 9367369.8327 | 9470673.8812
Number of Comm Customers | 368109.8661 | 373486.0576 | 378939.5268 | 384222.6968 | 389432.2525 | 394176.6962 | 398910.9937 | 404211.0421 | 409461.4553 | 414973.9622 | 420270.5579 | 425475.0362 | 430609.9796 | 435727.1967 | 440815.1383 | 445687.172 | 450729.4588 | 455977.844 | 461256.4318 | 466415.4718 | 471632.2144 | 476907.305 | 482241.3962 | 487635.1479 | 493089.2274 | 498604.3094 | 504181.0763 | 509820.2179 | 515522.432 | 521288.4239 | 527118.907 | 533014.6026 | 538976.2402 | 545004.5572 | 551100.2994 | 557264.2211 | 563497.0846 | 569799.6613 | 576172.7307 | 582617.0813
Number of Industrial Customers | 34446.7853 | 34949.8756 | 35460.1974 | 35954.583 | 36442.08 | 36886.053 | 37329.0765 | 37825.0415 | 38316.3618 | 38832.2082 | 39327.8502 | 39814.872 | 40295.387 | 40774.2431 | 41250.3598 | 41706.2723 | 42178.1167 | 42669.2472 | 43163.204 | 43645.9739 | 44134.1434 | 44627.773 | 45126.9237 | 45631.6572 | 46142.0361 | 46658.1235 | 47179.9831 | 47707.6797 | 48241.2784 | 48780.8452 | 49326.447 | 49878.1512 | 50436.0261 | 51000.1407 | 51570.5647 | 52147.3688 | 52730.6244 | 53320.4035 | 53916.7791 | 54519.825
Implied Load Growth Rate over Study period
Residential | 1.264%
Commercial | 1.187%
Industrial/Agricultural | 1.187%

## KeyAssumptions
DR Type |  | DR Component |  | Capacity - Base | [8 empty] | Load Impact Seasonality |  | Capacity - Smart | [8 empty] | Load Impact Seasonality |  | Balancing | [7 empty] | Load Impact Seasonality
|  |  |  | DR Technology | Enablement Costs ($/customer) |  |  |  | Implementation Cost ($/kW-yr) | Load Impact (kW/customer) | Saturation (%) | Participation (%) | (% load impact) |  | DR Technology | Enablement Costs ($/customer) |  |  |  | Implementation Cost ($/kW-yr) | Load Impact (kW/customer) | Saturation (%) | Participation (%) | (% load impact) |  | DR Technology | Enablement Costs ($/customer) |  |  | Implementation Cost ($/kW-yr) | Load Impact (kW/customer) | Saturation (%) | Participation (%) | (% load impact)
[5 empty] | Technology Cost | Installation Cost | Incentive | $/kW |  |  |  |  | Winter | Summer |  | Technology Cost | Installation Cost | Incentive | $/kW |  |  |  |  | Winter | Summer |  | Technology Cost | Installation Cost | Incentive |  |  |  |  | Winter | Summer
1 | Residential DR | Space Heating - DLC | 1A | Switch | 60 | 139.2 | 0 | 114.4828 | 20 | 1.74 | 33% | 25% | 100% | 0% | PCT | 696 | 199.926 | 0 | 514.9 | 25 | 1.74 | 33% | 25% | 100% | 0% | N/A | N/A | N/A | N/A | N/A | N/A | N/A | N/A | N/A | N/A
|  | Water Heating - DLC | 1B | Switch | 60 | 46.4 | 0 | 183.4483 | 20 | 0.58 | 57% | 25% | 100% | 100% | Water Heater Controls | 232 | 66.642 | 0 | 514.9 | 25 | 0.58 | 57% | 25% | 100% | 100% | Water Heater Controls | 232 | 66.642 | 0 | 37.5 | 0.58 | 100% | 25% | 100% | 100%
|  | Space Cooling - CAC DLC | 1C | Switch | 60 | 48 | 0 | 180 | 20 | 0.6 | 35% | 25% | 0% | 100% | PCT | 240 | 68.94 | 0 | 514.9 | 25 | 0.6 | 35% | 25% | 0% | 100% | N/A | N/A | N/A | N/A | N/A | N/A | N/A | N/A | 0% | 100%
|  | Space Cooling - RAC DLC | 1D | Switch | 40 | 21.6 | 0 | 228.1481 | 20 | 0.27 | 17.5% | 25% | 0% | 100% | PCT | 108 | 31.023 | 0 | 514.9 | 25 | 0.27 | 17.5% | 25% | 0% | 100% | N/A | N/A | N/A | N/A | N/A | N/A | N/A | N/A | 0% | 100%
2 | Commercial DR | Space Cooling, Small - CAC DLC | 2A | Switch | 100 | 168 | 0 | 95.7143 | 10 | 2.8 | 34.8% | 15% | 20% | 100% | PCT | 798.476 | 229.796 | 0 | 367.24 | 20 | 2.8 | 34.8% | 15% | 20% | 100% | N/A | N/A | N/A | N/A | N/A | N/A | N/A | N/A | 20% | 100%
|  | Space Cooling, Medium - CAC DLC | 2B | Switch | 100 | 900 | 0 | 66.6667 | 10 | 15 | 17.4% | 15% | 20% | 100% | AutoDR | 2077.5 | 1440 | 0 | 234.5 | 20 | 15 | 17.4% | 15% | 20% | 100% | AutoDR | 2077.5 | 1440 | 0 | 30 | 15 | 100% | 15% | 20% | 100%
|  | Lighting Controls | 2C | N/A | N/A | N/A | N/A |  | N/A | N/A | N/A | N/A | 100% | 100% | AutoDR | 7894.5 | 5472 | 0 | 234.5 | 20 | 57 | 25% | 15% | 100% | 100% | AutoDR | 7894.5 | 5472 | 0 | 30 | 57 | 100% | 15% | 100% | 100%
3 | Agricultural / Industrial DR | Irrigation Pumping - DLC | 3A | Switch | 100 | 1000 | 0 | 44 | 10 | 25 | 70% | 20% | 0% | 100% | AutoDR | 3462.5 | 2400 | 0 | 234.5 | 20 | 25 | 35% | 20% | 0% | 100% | AutoDR | 3462.5 | 2400 | 0 | 30 | 25 | 100% | 20% | 0% | 100%
|  | Curtailable/Interruptible Tariffs | 3B | - | 0 | 0 | 0 | 0 | 10 | 500 | 70% | 25% | 100% | 100% | AutoDR | 2500 | 1250 | 0 | 7.5 | 20 | 500 | 17.5% | 25% | 100% | 100% | AutoDR | 2500 | 1250 | 0 | 30 | 500 | 100% | 25% | 100% | 100%
|  | Load Aggregator | 3C | N/A | N/A | N/A | N/A |  | N/A | N/A | N/A | N/A | 100% | 100% | AutoDR | 2500 | 1250 | 0 | 37.5 | 50 | 100 | 17.5% | 25% | 100% | 100% | AutoDR | 2500 | 1250 | 0 | 75 | 100 | 100% | 25% | 100% | 100%
|  | Refrigerated Warehouses | 3D | N/A | N/A | N/A | N/A |  | N/A | N/A | N/A | N/A | 90% | 100% | Refrigerated Warehouse Controls | 5000 | 2500 | 0 | 30 | 20 | 250 | 17.5% | 20% | 90% | 100% | Refrigerated Warehouse Controls | 5000 | 2500 | 0 | 30 | 250 | 100% | 20% | 90% | 100%
JO Edits below line
Glossary
| PCT | Programmable Communicating Thermostats
| DLC | Direct Load Control
| CAC | Central Air Conditioning
| RAC | Room Air Conditioning
Included in Update
The Space cooling went from 50% to 20%
The Irrigation Pumping went from 90% to 0%
These were changed for consistency with EE and Demand shaping in RPM.
Note on U2: 25% additional implementation cost from base case to accommodate smart DR for residential.
Note on AE2: Assuming add 50% to reflect higher cost than smart incentives and technology enablement costs for the balancing services (DR management systems)
Note on Q5: Assumes same technology cost as PCT.
Note on R5: Assumes same installation cost as PCT.
Note on L6: Based on 2009 FERC study saturation data.
Note on L8: Assume 58% of cooling saturation, and 60% of commercial customers are in the small category.
Note on N8: Assumption: Assumes commercial AC is still operational in the winter due to internal heat sources (humans).
Note on L9: Assume 58% of cooling saturation, and 30% of commercial customers are in the small category
Note on W10: Assumes 25% of lighting systems have automation controls
Note on N11: Assume there is more irrigation activity in the summer months than in the winter.
Note on N12: Michel André Chabaneix: Process related isn't affected by seasonality.
Note on Q12: Average of costs for customers with and without a Building Management System (BMS). $2500 on CII side assumes that roughly 50% of customers have BMS and thus their device costs are around $500; the others need some sort of low-cost BMS or gateway plus points. Does not include labor costs associated with installation and integration.
Note on Q13: Average of costs for customers with and without a Building Management System (BMS). $2500 on CII side assumes that roughly 50% of customers have BMS and thus their device costs are around $500; the others need some sort of low-cost BMS or gateway plus points. Does not include labor costs associated with installation and integration.
Note on N14: Assumption: External cold would

## Res-Capacity-Base
RESIDENTIAL - CAPACITY - BASE DR
INPUTS
Customer Information
Customers
| Year | 2016 | 2017 | 2018 | 2019 | 2020 | 2021 | 2022 | 2023 | 2024 | 2025 | 2026 | 2027 | 2028 | 2029 | 2030 | 2031 | 2032 | 2033 | 2034 | 2035
| Eligible Residential Customers | 6345977 | 6441457 | 6536223 | 6630423 | 6724196 | 6816156 | 6907512 | 6998378 | 7088375 | 7177924 | 7266466 | 7353492 | 7438640 | 7522347 | 7605304 | 7689175.8559 | 7773972.6569 | 7859704.6033 | 7946382.008 | 8034015.2974
Component A: Residential Space Heating - Direct Load Control
| Saturation (availability) | Customers 2016: 33%
| Participation Rate | Customers 2016: 25%
| Load Impact Realization Rate (to recognize interactions between EE and DR cause a reduction in the baseline demand for DR participants. Assume 5% reduction in the impacts) | Customers 2016: 95%
| Year | 2016 | 2017 | 2018 | 2019 | 2020 | 2021 | 2022 | 2023 | 2024 | 2025 | 2026 | 2027 | 2028 | 2029 | 2030 | 2031 | 2032 | 2033 | 2034 | 2035
| Ramp Rate | 5% | 20% | 20% | 20% | 20% | 15% | 0% | 0% | 0% | 0% | 0% | 0% | 0% | 0% | 0% | 0% | 0% | 0% | 0% | 0%
| Effective Participation | 5% | 25% | 45% | 65% | 85% | 100% | 100% | 100% | 100% | 100% | 100% | 100% | 100% | 100% | 100% | 100% | 100% | 100% | 100% | 100%
Turnover Rate | bar: 2016 to 2035
| % Residential w/ Switch | 50% | 45% | 40% | 35% | 30% | 30% | 30% | 30% | 30% | 30% | 30% | 30% | 30% | 30% | 30% | 30% | 30% | 30% | 30% | 30%
Component B: Residential Space Cooling - CAC Direct Load Control
| Saturation (availability) | 2016: 35%
| Participation Rate | 2016: 25%
| Load Impact Realization Rate (to recognize interactions between EE and DR cause a reduction in the baseline demand for DR participants. Assume 5% reduction in the impacts) | 2016: 95%
| Year | 2016 | 2017 | 2018 | 2019 | 2020 | 2021 | 2022 | 2023 | 2024 | 2025 | 2026 | 2027 | 2028 | 2029 | 2030 | 2031 | 2032 | 2033 | 2034 | 2035
| Ramp Rate | 5% | 20% | 20% | 20% | 20% | 15% | 0% | 0% | 0% | 0% | 0% | 0% | 0% | 0% | 0% | 0% | 0% | 0% | 0% | 0%
| Effective Participation | 5% | 25% | 45% | 65% | 85% | 100% | 100% | 100% | 100% | 100% | 100% | 100% | 100% | 100% | 100% | 100% | 100% | 100% | 100% | 100%
Turnover Rate | bar: 2016 to 2035
| % Residential w/ Switch | 50% | 45% | 40% | 35% | 30% | 30% | 30% | 30% | 30% | 30% | 30% | 30% | 30% | 30% | 30% | 30% | 30% | 30% | 30% | 30%
Component C: Residential Space Cooling - RAC Direct Load Control
| Saturation (availability) | 2016: 17.5%
| Participation Rate | 2016: 25%
| Load Impact Realization Rate (to recognize interactions between EE and DR cause a reduction in the baseline demand for DR participants. Assume 5% reduction in the impacts) | 2016: 95%
| Year | 2016 | 2017 | 2018 | 2019 | 2020 | 2021 | 2022 | 2023 | 2024 | 2025 | 2026 | 2027 | 2028 | 2029 | 2030 | 2031 | 2032 | 2033 | 2034 | 2035
| Ramp Rate | 5% | 20% | 20% | 20% | 20% | 15% | 0% | 0% | 0% | 0% | 0% | 0% | 0% | 0% | 0% | 0% | 0% | 0% | 0% | 0%
| Effective Participation | 5% | 25% | 45% | 65% | 85% | 100% | 100% | 100% | 100% | 100% | 100% | 100% | 100% | 100% | 100% | 100% | 100% | 100% | 100% | 100%
Turnover Rate | bar: 2016 to 2035
| % Residential w/ Switch | 10% | 9% | 8% | 7% | 6% | 6% | 6% | 6% | 6% | 6% | 6% | 6% | 6% | 6% | 6% | 6% | 6% | 6% | 6% | 6%
Component D: Residential Water Heating - Direct Load Control
| Saturation (availability) | 2016: 57%
| Participation Rate | 2016: 25%
| Load Impact Realization Rate (to recognize interactions between EE and DR cause a reduction in the baseline demand for DR participants. Assume 5% reduction in the impacts) | 2016: 95%
| Year | 2016 | 2017 | 2018 | 2019 | 2020 | 2021 | 2022 | 2023 | 2024 | 2025 | 2026 | 2027 | 2028 | 2029 | 2030 | 2031 | 2032 | 2033 | 2034 | 2035
| Ramp Rate | 5% | 20% | 20% | 20% | 20% | 15% | 0% | 0% | 0% | 0% | 0% | 0% | 0% | 0% | 0% | 0% | 0% | 0% | 0% | 0%
| Effective Participation | 5% | 25% | 45% | 65% | 85% | 100% | 100% | 100% | 100% | 100% | 100% | 100% | 100% | 100% | 100% | 100% | 100% | 100% | 100% | 100%
Turnover Rate | bar: 2016 to 2035
| % Residential w/ Switch | 90% | 90% | 90% | 90% | 90% | 90% | 90% | 90% | 90% | 90% | 90% | 90% | 90% | 90% | 90% | 90% | 90% | 90% | 90% | 90%
CALCULATIONS
NUMBER OF NEW PARTICIPANTS / INSTALLATIONS
Number of New Participants / Installations
Component |  | 2016 | 2017 | 2018 | 2019 | 2020 | 2021 | 2022 | 2023 | 2024 | 2025 | 2026 | 2027 | 2028 | 2029 | 2030 | 2031 | 2032 | 2033 | 2034 | 2035
a. Space Cooling - CAC Switch |  | 13743.0064 | 49031.005 | 39142.0457 | 28750.9321 | 17866.2978 | 28601.567 | 2374.1141 | 2361.3802 | 2338.797 | 2327.1546 | 2300.9852 | 2261.5882 | 2212.7836 | 2175.3357 | 2155.845 | 2179.6199 | 2203.6569 | 2227.959 | 2252.5291 | 2277.3701
b. Space Cooling - RAC Switch |  | 1374.3006 | 4903.1005 | 3914.2046 | 2875.0932 | 1786.6298 | 2860.1567 | 237.4114 | 236.138 | 233.8797 | 232.7155 | 230.0985 | 226.1588 | 221.2784 | 217.5336 | 215.5845 | 217.962 | 220.3657 | 222.7959 | 225.2529 | 227.737
c. Space Heating - Switch |  | 12957.6918 | 46229.2333 | 36905.3574 | 27108.0217 | 16845.3665 | 26967.1918 | 2238.4504 | 2226.4442 | 2205.1515 | 2194.1744 | 2169.5004 | 2132.3546 | 2086.3389 | 2051.0308 | 2032.6539 | 2055.0702 | 2077.7336 | 2100.647 | 2123.8131 | 2147.2347
d. Water Heating - Switch |  | 40286.6417 | 164177.2812 | 168985.6293 | 173751.7988 | 178489.8513 | 139739.0846 | 11599.2429 | 11537.0289 | 11426.6941 | 11369.8127 | 11241.9564 | 11049.4737 | 10811.0287 | 10628.0685 | 10532.8429 | 10648.9999 | 10766.4378 | 10885.1709 | 11005.2134 | 11126.5797
TOTAL -- NEW PART. / INSTALL. |  | 68361.6406 | 264340.6199 | 248947.2369 | 232485.8459 | 214988.1453 | 198168.0002 | 16449.2188 | 16360.9912 | 16204.5223 | 16123.8571 | 15942.5405 | 15669.5752 | 15331.4296 | 15071.9685 | 14936.9263 | 15101.6519 | 15268.194 | 15436.5728 | 15606.8084 | 15778.9215
NUMBER OF TOTAL PARTICIPANTS / INSTALLATIONS IN EACH YEAR
Component |  | Number of New Participants / Installations 2016: Number of Total Participants / Installations
|  | 2016 | 2017 | 2018 | 2019 | 2020 | 2021 | 2022 | 2023 | 2024 | 2025 | 2026 | 2027 | 2028 | 2029 | 2030 | 2031 | 2032 | 2033 | 2034 | 2035
a. Space Cooling - CAC Switch |  | 13743.0064 | 62774.0114 | 101916.0571 | 130666.9893 | 148533.287 | 177134.854 | 179508.9681 | 181870.3483 | 184209.1453 | 186536.2999 | 188837.2852 | 191098.8733 | 193311.657 | 195486.9927 | 197642.8377 | 199822.4576 | 202026.1144 | 204254.0734 | 206506.6024 | 208783.9725
b. Space Cooling - RAC Switch |  | 1374.3006 | 6277.4011 | 10191.6057 | 13066.6989 | 14853.3287 | 17713.4854 | 17950.8968 | 18187.0348 | 18420.9145 | 18653.63 | 18883.7285 | 19109.8873 | 19331.1657 | 19548.6993 | 19764.2838 | 19982.2458 | 20202.6114 | 20425.4073 | 20650.6602 | 20878.3973
c. Space Heating - Switch |  | 12957.6918 | 59186.9251 | 96092.2824 | 123200.3042 | 140045.6706 | 167012.8624 | 169251.3128 | 171477.7569 | 173682.9084 | 175877.0828 | 178046.5832 | 180178.9377 | 182265.2766 | 184316.3074 | 186348.9613 | 188404.0314 | 190481.765 | 192582.412 | 194706.2251 | 196853.4598
d. Water Heating - Switch |  | 40286.6417 | 204463.9229 | 373449.5522 | 547201.351 | 725691.2023 | 865430.2869 | 877029.5299 | 888566.5587 | 899993.2528 | 911363.0655 | 922605.0219 | 933654.4955 | 944465.5242 | 955093.5927 | 965626.4356 | 976275.4355 | 987041.8733 | 997927.0442 | 1008932.2576 | 1020058.8373
TOTAL -- ANNUAL PART. / INSTALL. |  | 68361.6406 | 332702.2605 | 581649.4975 | 814135.3433 | 1029123.4886 | 1227291.4888 | 1243740.7075 | 1260101.6988 | 1276306.2211 | 1292430.0782 | 1308372.6187 | 1324042.1939 | 1339373.6235 | 1354445.592 | 1369382.5184 | 1384484.1702 | 1399752.3642 | 1415188.937 | 1430795.7454 | 1446574.6669
CUMULATIVE PEAK DEMAND SAVINGS (GROSS CUSTOMER LEVEL MW)
| Load Impact (kW/customer) | Number of Total Participants / Installations 2016: Cumulative Peak Demand Reductions MW (Gross Customer Level)
Component |  | 2016 | 2017 | 2018 | 2019 | 2020 | 2021 | 2022 | 2023 | 2024 | 2025 | 2026 | 2027 | 2028 | 2029 | 2030 | 2031 | 2032 | 2033 | 2034 | 2035
a. Space Cooling - CAC Switch | 0.6 | 7.8335 | 35.7812 | 58.0922 | 74.4802 | 84.664 | 100.9669 | 102.3201 | 103.6661 | 104.9992 | 106.3257 | 107.6373 | 108.9264 | 110.1876 | 111.4276 | 112.6564 | 113.8988 | 115.1549 | 116.4248 | 117.7088 | 119.0069
b. Space Cooling - RAC Switch | 0.27 | 0.35251 | 1.6102 | 2.6141 | 3.3516 | 3.8099 | 4.5435 | 4.6044 | 4.665 | 4.725 | 4.7847 | 4.8437 | 4.9017 | 4.9584 | 5.0142 | 5.0695 | 5.1254 | 5.182 | 5.2391 | 5.2969 | 5.3553
c. Space Heating - Switch | 1.74 | 21.4191 | 97.836 | 158.8405 | 203.6501 | 231.4955 | 276.0723 | 279.7724 | 283.4527 | 287.0978 | 290.7248 | 294.311 | 297.8358 | 301.2845 | 304.6749 | 308.0348 | 311.4319 | 314.8664 | 318.3387 | 321.8494 | 325.3988
d. Water Heating - Switch | 0.58 | 22.1979 | 112.6596 | 205.7707 | 301.5079 | 399.8559 | 476.8521 | 483.2433 | 489.6002 | 495.8963 | 502.161 | 508.3554 | 514.4436 | 520.4005 | 526.2566 | 532.0602 | 537.9278 | 543.8601 | 549.8578 | 555.9217 | 562.0524
TOTAL |  | 51.803 | 247.8869 | 425.3175 | 582.9898 | 719.8252 | 858.4347 | 869.9402 | 881.384 | 892.7183 | 903.9962 | 915.1473 | 926.1075 | 936.8311 | 947.3733 | 957.821 | 968.3839 | 979.0633 | 989.8605 | 1000.7767 | 1011.8134
ENABLEMENT COSTS (applied to new participants)
Component | Enablement Cost ($/customer) | Cumulative Peak Demand Reductions MW (Gross Customer Level) 2016: Total Equipment Budget
|  | 2016 | 2017 | 2018 | 2019 | 2020 | 2021 | 2022 | 2023 | 2024 | 2025 | 2026 | 2027 | 2028 | 2029 | 2030 | 2031 | 2032 | 2033 | 2034 | 2035
a. Space Cooling - CAC Switch | 108 | 1484244.6956 | 5295348.5378 | 4227340.9364 | 3105100.6709 | 1929560.1572 | 3088969.2395 | 256404.3174 | 255029.0589 | 252590.0801 | 251332.7008 | 248506.4043 | 244251.5229 | 238980.6342 | 234936.2516 | 232831.264 | 235398.9445 | 237994.9415 | 240619.5673 | 243273.1377 | 245955.9719
b. Space Cooling - RAC Switch | 61.6 | 84656.9197 | 302030.9907 | 241115.0016 | 177105.742 | 110056.3942 | 176185.6529 | 14624.5425 | 14546.1019 | 14406.9898 | 14335.2726 | 14174.069 | 13931.3832 | 13630.7473 | 13400.0677 | 13280.0054 | 13426.4583 | 13574.5263 | 13724.2272 | 13875.579 | 14028.5999
c. Space Heating - Switch | 199.2 | 2581172.2039 | 9208863.2667 | 7351547.1903 | 5399917.9286 | 3355596.9973 | 5371864.6013 | 445899.3177 | 443507.6777 | 439266.1773 | 437079.535 | 432164.4707 | 424765.0293 | 415598.7029 | 408565.3289 | 404904.6554 | 409369.9739 | 413884.5363 | 418448.8857 | 423063.571 | 427729.1474
d. Water Heating - Switch | 106.4 | 4286498.6809 | 17468462.717 | 17980070.955 | 18487191.3897 | 18991320.1806 | 14868238.6062 | 1234159.4478 | 1227539.8702 | 1215800.252 | 1209748.0668 | 1196144.1594 | 1175663.9969 | 1150293.4526 | 1130826.4908 | 1120694.4843 | 1133053.5861 | 1145548.985 | 1158182.1841 | 1170954.703 | 1183868.0782
TOTAL ENABLEMENT COST |  | 8436572.5001 | 32274705.5121 | 29800074.0833 | 27169315.7312 | 24386533.7292 | 23505258.0999 | 1951087.6254 | 1940622.7086 | 1922063.4991 | 1912495.5752 | 1890989.1034 | 1858611.9323 | 1818503.537 | 1787728.1389 | 1771710.4092 | 1791248.9628 | 1811002.9891 | 1830974.8642 | 1851166.9907 | 1871581.7974
IMPLEMENTATION COSTS (applied to all participants)
Component | Implementation Cost ($/kW-yr) | Total Equipment Budget 2016: Total Implementation Budget
|  | 2016 | 2017 | 2018 | 2019 | 2020 | 2021 | 2022 | 2023 | 2024 | 2025 | 2026 | 2027 | 2028 | 2029 | 2030 | 2031 | 2032 | 2033 | 2034 | 2035
a. Space Cooling - CAC Switch | 20 | -47001.082 | -214687.1191 | -348552.9154 | -446881.1033 | -507983.8416 | -605801.2009 | -613920.6709 | -621996.5911 | -629995.277 | -637954.1458 | -645823.5153 | -653558.1469 | -661125.8669 | -668565.5149 | -675938.5049 | -683392.8048 | -690929.3113 | -698548.931 | -706252.5803 | -714041.1861
b. Space Cooling - RAC Switch | 20 | -2115.0487 | -9660.9204 | -15684.8812 | -20109.6496 | -22859.2729 | -27261.054 | -27626.4302 | -27989.8466 | -28349.7875 | -28707.9366 | -29062.0582 | -29410.1166 | -29750.664 | -30085.4482 | -30417.2327 | -30752.6762 | -31091.819 | -31434.7019 | -31781.3661 | -32131.8534
c. Space Heating - Switch | 20 | -128514.3871 | -587015.9227 | -953043.2572 | -1221900.6167 | -1388972.9612 | -1656433.5692 | -1678634.5202 | -1700716.3934 | -1722587.0859 | -1744348.9073 | -1765866.0118 | -1787014.7044 | -1807707.0133 | -1828049.1365 | -1848208.9978 | -1868591.1835 | -1889198.1455 | -1910032.3626 | -1931096.341 | -1952392.6145
d. Water Heating - Switch | 20 | -133187.6376 | -675957.7291 | -1234624.2195 | -1809047.6663 | -2399135.1148 | -2861112.5286 | -2899459.6257 | -2937601.0431 | -2975377.6938 | -3012966.2944 | -3050132.2023 | -3086661.7622 | -3122403.023 | -3157539.4175 | -3192360.9962 | -3227566.5897 | -3263160.4332 | -3299146.8082 | -3335530.0436 | -3372314.516
TOTAL IMPLEMENTATION COST |  | -310818.1554 | -1487321.6912 | -2551905.2733 | -3497939.0359 | -4318951.1904 | -5150608.3527 | -5219641.247 | -5288303.8742 | -5356309.8441 | -5423977.2841 | -5490883.7876 | -5556644.73 | -5620986.5673 | -5684239.5171 | -5746925.7316 | -5810303.2543 | -5874379.7091 | -5939162.8037 | -6004660.3311 | -6070880.1701
-6
SUMMARY OF PROGRAM COSTS
Component |  | 2016 | 2017 | 2018 | 2019 | 2020 | 2021 | 2022 | 2023 | 2024 | 2025 | 2026 | 2027 | 2028 | 2029 | 2030 | 2031 | 2032 | 2033 | 2034 | 2035
TOTAL ENABLEMENT COST |  | 8436572.5001 | 32274705.5121 | 29800074.0833 | 27169315.7312 | 24386533.7292 | 23505258.0999 | 1951087.6254 | 1940622.7086 | 1922063.4991 | 1912495.5752 | 1890989.1034 | 1858611.9323 | 1818503.537 | 1787728.1389 | 1771710.4092 | 1791248.9628 | 1811002.9891 | 1830974.8642 | 1851166.9907 | 1871581.7974
TOTAL IMPLEMENTATION COST |  | -310818.1554 | -1487321.6912 | -2551905.2733 | -3497939.0359 | -4318951.1904 | -5150608.3527 | -5219641.247 | -5288303.8742 | -5356309.8441 | -5423977.2841 | -5490883.7876 | -5556644.73 | -5620986.5673 | -5684239.5171 | -5746925.7316 | -5810303.2543 | -5874379.7091 | -5939162.8037 | -6004660.3311 | -6070880.1701
TOTAL PROGRAM COST |  | 8125754.3446 | 30787383.8209 | 27248168.81 | 23671376.6952 | 20067582.5388 | 18354649.7472 | -3268553.6216 | -3347681.1656 | -3434246.345 | -3511481.709 | -3599894.6842 | -3698032.7977 | -3802483.0303 | -3896511.3782 | -3975215.3224 | -4019054.2915 | -4063376.72 | -4108187.9395 | -4153493.3404 | -4199298.3727

## Com-Capacity-Base
COMMERCIAL - CAPACITY - BASE DR
INPUTS
Customer Information
Customers
| Year | 2016 | 2017 | 2018 | 2019 | 2020 | 2021 | 2022 | 2023 | 2024 | 2025 | 2026 | 2027 | 2028 | 2029 | 2030 | 2031 | 2032 | 2033 | 2034 | 2035
| Eligible Commercial Customers | 394176.6962 | 398910.9937 | 404211.0421 | 409461.4553 | 414973.9622 | 420270.5579 | 425475.0362 | 430609.9796 | 435727.1967 | 440815.1383 | 445687.172 | 450729.4588 | 455977.844 | 461256.4318 | 466415.4718 | 471632.2144 | 476907.305 | 482241.3962 | 487635.1479 | 493089.2274
Component A: Commercial Space Cooling, Small - Direct Load Control
| Saturation (availability) | Customers 2016: 34.8%
| Participation Rate | Customers 2016: 15%
| Load Impact Realization Rate (to recognize interactions between EE and DR cause a reduction in the baseline demand for DR participants. Assume 5% reduction in the impacts) | Customers 2016: 95%
| Year | 2016 | 2017 | 2018 | 2019 | 2020 | 2021 | 2022 | 2023 | 2024 | 2025 | 2026 | 2027 | 2028 | 2029 | 2030 | 2031 | 2032 | 2033 | 2034 | 2035
| Ramp Rate | 5% | 20% | 20% | 20% | 20% | 15% | 0% | 0% | 0% | 0% | 0% | 0% | 0% | 0% | 0% | 0% | 0% | 0% | 0% | 0%
| Effective Participation | 5% | 25% | 45% | 65% | 85% | 100% | 100% | 100% | 100% | 100% | 100% | 100% | 100% | 100% | 100% | 100% | 100% | 100% | 100% | 100%
Turnover Rate | bar: 2016 to 2035
| % Commercial w/ Switch | 50% | 45% | 40% | 35% | 30% | 30% | 30% | 30% | 30% | 30% | 30% | 30% | 30% | 30% | 30% | 30% | 30% | 30% | 30% | 30%
Component B: Commercial Space Cooling, Medium - Direct Load Control
| Saturation (availability) | 2016: 17.4%
| Participation Rate | 2016: 15%
| Load Impact Realization Rate (to recognize interactions between EE and DR cause a reduction in the baseline demand for DR participants. Assume 5% reduction in the impacts) | 2016: 95%
| Year | 2016 | 2017 | 2018 | 2019 | 2020 | 2021 | 2022 | 2023 | 2024 | 2025 | 2026 | 2027 | 2028 | 2029 | 2030 | 2031 | 2032 | 2033 | 2034 | 2035
| Ramp Rate | 5% | 20% | 20% | 20% | 20% | 15% | 0% | 0% | 0% | 0% | 0% | 0% | 0% | 0% | 0% | 0% | 0% | 0% | 0% | 0%
| Effective Participation | 5% | 25% | 45% | 65% | 85% | 100% | 100% | 100% | 100% | 100% | 100% | 100% | 100% | 100% | 100% | 100% | 100% | 100% | 100% | 100%
Turnover Rate | bar: 2016 to 2035
| % Commercial w/ Switch | 50% | 45% | 40% | 35% | 30% | 30% | 30% | 30% | 30% | 30% | 30% | 30% | 30% | 30% | 30% | 30% | 30% | 30% | 30% | 30%
CALCULATIONS
NUMBER OF NEW PARTICIPANTS / INSTALLATIONS
Number of New Participants / Installations
Component |  | 2016 | 2017 | 2018 | 2019 | 2020 | 2021 | 2022 | 2023 | 2024 | 2025 | 2026 | 2027 | 2028 | 2029 | 2030 | 2031 | 2032 | 2033 | 2034 | 2035
a. Space Cooling, Small - Switch |  | 509.2566 | 1809.9222 | 1440.8085 | 1053.9466 | 654.5473 | 1047.1413 | 80.6871 | 79.6091 | 79.3343 | 78.8804 | 75.5331 | 78.1726 | 81.3678 | 81.8361 | 79.9827 | 80.8772 | 81.7818 | 82.6965 | 83.6215 | 84.5568
b. Space Cooling, Medium - Switch |  | 254.6283 | 904.9611 | 720.4043 | 526.9733 | 327.2737 | 523.5707 | 40.3436 | 39.8045 | 39.6671 | 39.4402 | 37.7665 | 39.0863 | 40.6839 | 40.918 | 39.9913 | 40.4386 | 40.8909 | 41.3483 | 41.8107 | 42.2784
TOTAL -- NEW PART. / INSTALL. |  | 763.8849 | 2714.8833 | 2161.2128 | 1580.92 | 981.821 | 1570.712 | 121.0307 | 119.4136 | 119.0014 | 118.3206 | 113.2996 | 117.2589 | 122.0517 | 122.7541 | 119.974 | 121.3159 | 122.6728 | 124.0448 | 125.4322 | 126.8352
NUMBER OF TOTAL PARTICIPANTS / INSTALLATIONS IN EACH YEAR
Component |  | Number of New Participants / Installations 2016: Number of Total Participants / Installations
|  | 2016 | 2017 | 2018 | 2019 | 2020 | 2021 | 2022 | 2023 | 2024 | 2025 | 2026 | 2027 | 2028 | 2029 | 2030 | 2031 | 2032 | 2033 | 2034 | 2035
a. Space Cooling, Small - Switch |  | 509.2566 | 2319.1788 | 3759.9873 | 4813.9339 | 5468.4812 | 6515.6226 | 6596.3097 | 6675.9188 | 6755.253 | 6834.1334 | 6909.6665 | 6987.8391 | 7069.2069 | 7151.043 | 7231.0256 | 7311.9029 | 7393.6847 | 7476.3813 | 7560.0028 | 7644.5595
b. Space Cooling, Medium - Switch |  | 254.6283 | 1159.5894 | 1879.9936 | 2406.967 | 2734.2406 | 3257.8113 | 3298.1548 | 3337.9594 | 3377.6265 | 3417.0667 | 3454.8333 | 3493.9195 | 3534.6035 | 3575.5215 | 3615.5128 | 3655.9514 | 3696.8424 | 3738.1906 | 3780.0014 | 3822.2798
TOTAL -- ANNUAL PART. / INSTALL. |  | 763.8849 | 3478.7681 | 5639.9809 | 7220.9009 | 8202.7218 | 9773.4339 | 9894.4645 | 10013.8781 | 10132.8795 | 10251.2001 | 10364.4998 | 10481.7586 | 10603.8104 | 10726.5644 | 10846.5384 | 10967.8543 | 11090.5271 | 11214.5719 | 11340.0041 | 11466.8393
CUMULATIVE PEAK DEMAND SAVINGS (GROSS CUSTOMER LEVEL MW)
| Load Impact (kW/customer) | Number of Total Participants / Installations 2016: Cumulative Peak Demand Reductions MW (Gross Customer Level)
Component |  | 2016 | 2017 | 2018 | 2019 | 2020 | 2021 | 2022 | 2023 | 2024 | 2025 | 2026 | 2027 | 2028 | 2029 | 2030 | 2031 | 2032 | 2033 | 2034 | 2035
a. Space Cooling, Small - Switch | 2.8 | 1.3546 | 6.169 | 10.0016 | 12.8051 | 14.5462 | 17.3316 | 17.5462 | 17.7579 | 17.969 | 18.1788 | 18.3797 | 18.5877 | 18.8041 | 19.0218 | 19.2345 | 19.4497 | 19.6672 | 19.8872 | 20.1096 | 20.3345
b. Space Cooling, Medium - Switch | 15 | 3.6285 | 16.5241 | 26.7899 | 34.2993 | 38.9629 | 46.4238 | 46.9987 | 47.5659 | 48.1312 | 48.6932 | 49.2314 | 49.7884 | 50.3681 | 50.9512 | 51.5211 | 52.0973 | 52.68 | 53.2692 | 53.865 | 54.4675
TOTAL |  | 4.9831 | 22.6932 | 36.7915 | 47.1043 | 53.5091 | 63.7554 | 64.5449 | 65.3239 | 66.1002 | 66.872 | 67.6111 | 68.376 | 69.1722 | 69.973 | 70.7556 | 71.547 | 72.3472 | 73.1564 | 73.9746 | 74.802
ENABLEMENT COSTS (applied to new participants)
Component | Enablement Cost ($/customer) | Cumulative Peak Demand Reductions MW (Gross Customer Level) 2016: Total Equipment Budget
|  | 2016 | 2017 | 2018 | 2019 | 2020 | 2021 | 2022 | 2023 | 2024 | 2025 | 2026 | 2027 | 2028 | 2029 | 2030 | 2031 | 2032 | 2033 | 2034 | 2035
a. Space Cooling, Small - Switch | 268 | 136480.7642 | 485059.1442 | 386136.6832 | 282457.6982 | 175418.6791 | 280633.8794 | 21624.1449 | 21335.2342 | 21261.5823 | 21139.9458 | 20242.8671 | 20950.254 | 21806.5743 | 21932.0638 | 21435.3531 | 21675.1023 | 21917.533 | 22162.6752 | 22410.5593 | 22661.2159
b. Space Cooling, Medium - Switch | 1000 | 254628.2913 | 904961.0899 | 720404.2597 | 526973.3175 | 327273.655 | 523570.6705 | 40343.5539 | 39804.5414 | 39667.1312 | 39440.1975 | 37766.5431 | 39086.2947 | 40683.9073 | 40918.0294 | 39991.3305 | 40438.6237 | 40890.9198 | 41348.2747 | 41810.745 | 42278.3879
TOTAL ENABLEMENT COST |  | 391109.0555 | 1390020.2341 | 1106540.9429 | 809431.0157 | 502692.334 | 804204.5498 | 61967.6988 | 61139.7755 | 60928.7136 | 60580.1433 | 58009.4102 | 60036.5487 | 62490.4816 | 62850.0931 | 61426.6836 | 62113.726 | 62808.4528 | 63510.9499 | 64221.3043 | 64939.6039
IMPLEMENTATION COSTS (applied to all participants)
Component | Implementation Cost ($/kW-yr) | Total Equipment Budget 2016: Total Implementation Budget
|  | 2016 | 2017 | 2018 | 2019 | 2020 | 2021 | 2022 | 2023 | 2024 | 2025 | 2026 | 2027 | 2028 | 2029 | 2030 | 2031 | 2032 | 2033 | 2034 | 2035
a. Space Cooling, Small - Switch | 10 | -21673.9602 | -98704.2481 | -160025.0587 | -204881.0275 | -232738.561 | -277304.8965 | -280738.9398 | -284127.1024 | -287503.5686 | -290860.7182 | -294075.4063 | -297402.4317 | -300865.4459 | -304348.3886 | -307752.4506 | -311194.5863 | -314675.2214 | -318194.7865 | -321753.7171 | -325352.4535
b. Space Cooling, Medium - Switch | 10 | -58055.2504 | -264386.3789 | -428638.5501 | -548788.4665 | -623406.8599 | -742780.9727 | -751979.303 | -761054.7384 | -770098.8444 | -779091.2094 | -787701.9812 | -796613.6564 | -805889.5873 | -815218.898 | -824336.9213 | -833556.9275 | -842880.0572 | -852307.4639 | -861840.3137 | -871479.7862
TOTAL IMPLEMENTATION COST |  | -79729.2106 | -363090.6271 | -588663.6089 | -753669.494 | -856145.4209 | -1020085.8692 | -1032718.2428 | -1045181.8408 | -1057602.4129 | -1069951.9276 | -1081777.3875 | -1094016.0881 | -1106755.0332 | -1119567.2865 | -1132089.372 | -1144751.5138 | -1157555.2786 | -1170502.2504 | -1183594.0309 | -1196832.2397
SUMMARY OF PROGRAM COSTS
Component |  | 2016 | 2017 | 2018 | 2019 | 2020 | 2021 | 2022 | 2023 | 2024 | 2025 | 2026 | 2027 | 2028 | 2029 | 2030 | 2031 | 2032 | 2033 | 2034 | 2035
TOTAL EQUIPMENT COST |  | 391109.0555 | 1390020.2341 | 1106540.9429 | 809431.0157 | 502692.334 | 804204.5498 | 61967.6988 | 61139.7755 | 60928.7136 | 60580.1433 | 58009.4102 | 60036.5487 | 62490.4816 | 62850.0931 | 61426.6836 | 62113.726 | 62808.4528 | 63510.9499 | 64221.3043 | 64939.6039
TOTAL IMPLEMENTATION COST |  | -79729.2106 | -363090.6271 | -588663.6089 | -753669.494 | -856145.4209 | -1020085.8692 | -1032718.2428 | -1045181.8408 | -1057602.4129 | -1069951.9276 | -1081777.3875 | -1094016.0881 | -1106755.0332 | -1119567.2865 | -1132089.372 | -1144751.5138 | -1157555.2786 | -1170502.2504 | -1183594.0309 | -1196832.2397
TOTAL PROGRAM COST |  | 311379.8449 | 1026929.6071 | 517877.3341 | 55761.5216 | -353453.0869 | -215881.3194 | -970750.544 | -984042.0653 | -996673.6993 | -1009371.7843 | -1023767.9774 | -1033979.5395 | -1044264.5516 | -1056717.1934 | -1070662.6883 | -1082637.7878 | -1094746.8258 | -1106991.3005 | -1119372.7265 | -1131892.6358

## Ag-Ind-Capacity-Base
AGRICULTURAL / INDUSTRIAL - CAPACITY - BASE DR
INPUTS
Customer Information
Customers
| Year | 2016 | 2017 | 2018 | 2019 | 2020 | 2021 | 2022 | 2023 | 2024 | 2025 | 2026 | 2027 | 2028 | 2029 | 2030 | 2031 | 2032 | 2033 | 2034 | 2035
| Eligible Non-Agricultural Customers | 31353.145 | 31729.715 | 32151.2853 | 32568.9076 | 33007.377 | 33428.6727 | 33842.6412 | 34251.0789 | 34658.1067 | 35062.8058 | 35450.3315 | 35851.3992 | 36268.8601 | 36688.7234 | 37099.0778 | 37514.0219 | 37933.607 | 38357.8851 | 38786.9086 | 39220.7307
| Eligible Agricultural Customers | 5532.9079 | 5599.3615 | 5673.7562 | 5747.4543 | 5824.8312 | 5899.1775 | 5972.2308 | 6044.308 | 6116.1365 | 6187.554 | 6255.9408 | 6326.7175 | 6400.3871 | 6474.4806 | 6546.8961 | 6620.1215 | 6694.1659 | 6769.0385 | 6844.7486 | 6921.3054
| Total Eligible Industrial Customers | 36886.053 | 37329.0765 | 37825.0415 | 38316.3618 | 38832.2082 | 39327.8502 | 39814.872 | 40295.387 | 40774.2431 | 41250.3598 | 41706.2723 | 42178.1167 | 42669.2472 | 43163.204 | 43645.9739 | 44134.1434 | 44627.773 | 45126.9237 | 45631.6572 | 46142.0361
Component A: Irrigation Pumping - Direct Load Control
| Saturation (availability) | Customers 2016: 70%
| Participation Rate | Customers 2016: 20%
| Load Impact Realization Rate (to recognize interactions between EE and DR cause a reduction in the baseline demand for DR participants. Assume 5% reduction in the impacts) | Customers 2016: 95%
| Year | 2016 | 2017 | 2018 | 2019 | 2020 | 2021 | 2022 | 2023 | 2024 | 2025 | 2026 | 2027 | 2028 | 2029 | 2030 | 2031 | 2032 | 2033 | 2034 | 2035
| Ramp Rate | 5% | 20% | 20% | 20% | 20% | 15% | 0% | 0% | 0% | 0% | 0% | 0% | 0% | 0% | 0% | 0% | 0% | 0% | 0% | 0%
| Effective Participation | 5% | 25% | 45% | 65% | 85% | 100% | 100% | 100% | 100% | 100% | 100% | 100% | 100% | 100% | 100% | 100% | 100% | 100% | 100% | 100%
Turnover Rate | bar: 2016 to 2035
| % Industrial w/ Switch | 50% | 50% | 50% | 50% | 50% | 50% | 50% | 50% | 50% | 50% | 50% | 50% | 50% | 50% | 50% | 50% | 50% | 50% | 50% | 50%
Component B: Curtailable / Interruptible Tariffs
| Saturation (availability) | 2016: 70%
| Participation Rate | 2016: 25%
| Load Impact Realization Rate (to recognize interactions between EE and DR cause a reduction in the baseline demand for DR participants. Assume 5% reduction in the impacts) | 2016: 95%
| Year | 2016 | 2017 | 2018 | 2019 | 2020 | 2021 | 2022 | 2023 | 2024 | 2025 | 2026 | 2027 | 2028 | 2029 | 2030 | 2031 | 2032 | 2033 | 2034 | 2035
| Ramp Rate | 5% | 20% | 20% | 20% | 20% | 15% | 0% | 0% | 0% | 0% | 0% | 0% | 0% | 0% | 0% | 0% | 0% | 0% | 0% | 0%
| Effective Participation | 5% | 25% | 45% | 65% | 85% | 100% | 100% | 100% | 100% | 100% | 100% | 100% | 100% | 100% | 100% | 100% | 100% | 100% | 100% | 100%
Turnover Rate | bar: 2016 to 2035
| % Industrial w/ Curtailable/Interruptible Tariff Enablement | 20% | 20% | 20% | 20% | 20% | 20% | 20% | 20% | 20% | 20% | 20% | 20% | 20% | 20% | 20% | 20% | 20% | 20% | 20% | 20%
CALCULATIONS
NUMBER OF NEW PARTICIPANTS / INSTALLATIONS
Number of New Participants / Installations
Component |  | 2016 | 2017 | 2018 | 2019 | 2020 | 2021 | 2022 | 2023 | 2024 | 2025 | 2026 | 2027 | 2028 | 2029 | 2030 | 2031 | 2032 | 2033 | 2034 | 2035
a. Irrigation Pumping - Switch |  | 19.1715 | 97.0089 | 176.9361 | 258.8941 | 343.1117 | 408.813 | 413.8756 | 418.8705 | 423.8483 | 428.7975 | 433.5367 | 438.4415 | 443.5468 | 448.6815 | 453.6999 | 458.7744 | 463.9057 | 469.0944 | 474.3411 | 479.6465
b. Curtailable/Interruptible Tariff |  | 54.3193 | 220.5393 | 226.4603 | 232.2143 | 238.6166 | 186.1537 | 14.344 | 14.1524 | 14.1035 | 14.0228 | 13.4278 | 13.897 | 14.465 | 14.5483 | 14.2188 | 14.3778 | 14.5386 | 14.7012 | 14.8657 | 15.0319
TOTAL -- NEW PART. / INSTALL. |  | 73.4908 | 317.5483 | 403.3963 | 491.1084 | 581.7282 | 594.9667 | 428.2196 | 433.0229 | 437.9518 | 442.8203 | 446.9645 | 452.3385 | 458.0118 | 463.2298 | 467.9187 | 473.1522 | 478.4443 | 483.7956 | 489.2067 | 494.6784
NUMBER OF TOTAL PARTICIPANTS / INSTALLATIONS IN EACH YEAR
Component |  | Number of New Participants / Installations 2016: Number of Total Participants / Installations
|  | 2016 | 2017 | 2018 | 2019 | 2020 | 2021 | 2022 | 2023 | 2024 | 2025 | 2026 | 2027 | 2028 | 2029 | 2030 | 2031 | 2032 | 2033 | 2034 | 2035
a. Irrigation Pumping - Switch |  | 19.1715 | 97.0089 | 176.9361 | 258.8941 | 343.1117 | 408.813 | 413.8756 | 418.8705 | 423.8483 | 428.7975 | 433.5367 | 438.4415 | 443.5468 | 448.6815 | 453.6999 | 458.7744 | 463.9057 | 469.0944 | 474.3411 | 479.6465
b. Curtailable/Interruptible Tariff |  | 54.3193 | 274.8587 | 501.3189 | 733.5332 | 972.1498 | 1158.3035 | 1172.6475 | 1186.7999 | 1200.9034 | 1214.9262 | 1228.354 | 1242.251 | 1256.716 | 1271.2643 | 1285.483 | 1299.8609 | 1314.3995 | 1329.1007 | 1343.9664 | 1358.9983
TOTAL -- ANNUAL PART. / INSTALL. |  | 73.4908 | 371.8676 | 678.255 | 992.4273 | 1315.2615 | 1567.1165 | 1586.5231 | 1605.6704 | 1624.7517 | 1643.7237 | 1661.8907 | 1680.6925 | 1700.2628 | 1719.9458 | 1739.1829 | 1758.6353 | 1778.3052 | 1798.1951 | 1818.3075 | 1838.6448
CUMULATIVE PEAK DEMAND SAVINGS (GROSS CUSTOMER LEVEL MW)
| Load Impact (kW/customer) | Number of Total Participants / Installations 2016: Cumulative Peak Demand Reductions MW (Gross Customer Level)
Component |  | 2016 | 2017 | 2018 | 2019 | 2020 | 2021 | 2022 | 2023 | 2024 | 2025 | 2026 | 2027 | 2028 | 2029 | 2030 | 2031 | 2032 | 2033 | 2034 | 2035
a. Irrigation Pumping - Switch | 25 | 0.45532 | 2.304 | 4.2022 | 6.1487 | 8.1489 | 9.7093 | 9.8295 | 9.9482 | 10.0664 | 10.1839 | 10.2965 | 10.413 | 10.5342 | 10.6562 | 10.7754 | 10.8959 | 11.0178 | 11.141 | 11.2656 | 11.3916
b. Curtailable/Interruptible Tariff | 500 | 25.8017 | 130.5579 | 238.1265 | 348.4283 | 461.7711 | 550.1942 | 557.0076 | 563.7299 | 570.4291 | 577.09 | 583.4681 | 590.0692 | 596.9401 | 603.8505 | 610.6044 | 617.4339 | 624.3398 | 631.3228 | 638.384 | 645.5242
TOTAL |  | 26.257 | 132.8618 | 242.3287 | 354.577 | 469.92 | 559.9035 | 566.8371 | 573.6781 | 580.4955 | 587.2739 | 593.7646 | 600.4822 | 607.4743 | 614.5067 | 621.3798 | 628.3298 | 635.3575 | 642.4638 | 649.6496 | 656.9158
ENABLEMENT COSTS (applied to new participants)
Component | Enablement Cost ($/customer) | Cumulative Peak Demand Reductions MW (Gross Customer Level) 2016: Total Equipment Budget
|  | 2016 | 2017 | 2018 | 2019 | 2020 | 2021 | 2022 | 2023 | 2024 | 2025 | 2026 | 2027 | 2028 | 2029 | 2030 | 2031 | 2032 | 2033 | 2034 | 2035
a. Irrigation Pumping - Switch | 1100 | 21088.6786 | 106709.8312 | 194629.6968 | 284783.4856 | 377422.8522 | 449694.3029 | 455263.1541 | 460757.6024 | 466233.0831 | 471677.2389 | 476890.3706 | 482285.6751 | 487901.5073 | 493549.6566 | 499069.8884 | 504651.8627 | 510296.27 | 516003.8085 | 521775.1845 | 527611.1119
b. Curtailable/Interruptible Tariff | 0 | 0 | 0 | 0 | 0 | 0 | 0 | 0 | 0 | 0 | 0 | 0 | 0 | 0 | 0 | 0 | 0 | 0 | 0 | 0 | 0
TOTAL ENABLEMENT COSTS |  | 21088.6786 | 106709.8312 | 194629.6968 | 284783.4856 | 377422.8522 | 449694.3029 | 455263.1541 | 460757.6024 | 466233.0831 | 471677.2389 | 476890.3706 | 482285.6751 | 487901.5073 | 493549.6566 | 499069.8884 | 504651.8627 | 510296.27 | 516003.8085 | 521775.1845 | 527611.1119
IMPLEMENTATION COSTS (applied to all participants)
Component | Implementation Cost ($/kW-yr) | Total Equipment Budget 2016: Total Implementation Budget
|  | 2016 | 2017 | 2018 | 2019 | 2020 | 2021 | 2022 | 2023 | 2024 | 2025 | 2026 | 2027 | 2028 | 2029 | 2030 | 2031 | 2032 | 2033 | 2034 | 2035
a. Irrigation Pumping - Switch | 10 | -7285.1799 | -36863.3962 | -67235.7134 | -98379.7496 | -130382.4398 | -155348.941 | -157272.726 | -159170.8081 | -161062.3378 | -162943.0462 | -164743.9462 | -166607.7787 | -168547.7934 | -170498.9723 | -172405.9615 | -174334.2798 | -176284.166 | -178255.8611 | -180249.6092 | -182265.6568
b. Curtailable/Interruptible Tariff | 10 | -412826.8603 | -2088925.7872 | -3810023.7614 | -5574852.4766 | -7388338.2578 | -8803106.6569 | -8912121.1383 | -9019679.1251 | -9126865.8086 | -9233439.2822 | -9335490.2845 | -9441107.4585 | -9551041.6272 | -9661608.4297 | -9769671.1494 | -9878942.5242 | -9989436.0724 | -10101165.4639 | -10214144.5212 | -10328387.2215
TOTAL IMPLEMENTATION COST |  | -420112.0402 | -2125789.1835 | -3877259.4749 | -5673232.2262 | -7518720.6977 | -8958455.5979 | -9069393.8643 | -9178849.9332 | -9287928.1464 | -9396382.3284 | -9500234.2307 | -9607715.2372 | -9719589.4206 | -9832107.402 | -9942077.1109 | -10053276.804 | -10165720.2384 | -10279421.325 | -10394394.1304 | -10510652.8783
SUMMARY OF PROGRAM COSTS
Component |  | 2016 | 2017 | 2018 | 2019 | 2020 | 2021 | 2022 | 2023 | 2024 | 2025 | 2026 | 2027 | 2028 | 2029 | 2030 | 2031 | 2032 | 2033 | 2034 | 2035
TOTAL ENABLEMENT COSTS |  | 21088.6786 | 106709.8312 | 194629.6968 | 284783.4856 | 377422.8522 | 449694.3029 | 455263.1541 | 460757.6024 | 466233.0831 | 471677.2389 | 476890.3706 | 482285.6751 | 487901.5073 | 493549.6566 | 499069.8884 | 504651.8627 | 510296.27 | 516003.8085 | 521775.1845 | 527611.1119
TOTAL IMPLEMENTATION COST |  | -420112.0402 | -2125789.1835 | -3877259.4749 | -5673232.2262 | -7518720.6977 | -8958455.5979 | -9069393.8643 | -9178849.9332 | -9287928.1464 | -9396382.3284 | -9500234.2307 | -9607715.2372 | -9719589.4206 | -9832107.402 | -9942077.1109 | -10053276.804 | -10165720.2384 | -10279421.325 | -10394394.1304 | -10510652.8783
TOTAL PROGRAM COST |  | -399023.3616 | -2019079.3523 | -3682629.7781 | -5388448.7406 | -7141297.8455 | -8508761.295 | -8614130.7102 | -8718092.3308 | -8821695.0633 | -8924705.0895 | -9023343.8602 | -9125429.5621 | -9231687.9134 | -9338557.7454 | -9443007.2225 | -9548624.9413 | -9655423.9684 | -9763417.5165 | -9872618.9458 | -9983041.7664

## Res-Capacity-Smart
RESIDENTIAL - CAPACITY - SMART DR
INPUTS
Customer Information
Customers
| Year | 2016 | 2017 | 2018 | 2019 | 2020 | 2021 | 2022 | 2023 | 2024 | 2025 | 2026 | 2027 | 2028 | 2029 | 2030 | 2031 | 2032 | 2033 | 2034 | 2035
| Eligible Residential Customers | 6345977 | 6441457 | 6536223 | 6630423 | 6724196 | 6816156 | 6907512 | 6998378 | 7088375 | 7177924 | 7266466 | 7353492 | 7438640 | 7522347 | 7605304 | 7689175.8559 | 7773972.6569 | 7859704.6033 | 7946382.008 | 8034015.2974
Residential Space Heating - Direct Load Control
| Saturation (availability) | Customers 2016: 33%
| Participation Rate | Customers 2016: 25%
| Load Impact Realization Rate (to recognize interactions between EE and DR cause a reduction in the baseline demand for DR participants. Assume 5% reduction in the impacts) | Customers 2016: 95%
| Year | 2016 | 2017 | 2018 | 2019 | 2020 | 2021 | 2022 | 2023 | 2024 | 2025 | 2026 | 2027 | 2028 | 2029 | 2030 | 2031 | 2032 | 2033 | 2034 | 2035
| Ramp Rate | 5% | 20% | 20% | 20% | 20% | 15% | 0% | 0% | 0% | 0% | 0% | 0% | 0% | 0% | 0% | 0% | 0% | 0% | 0% | 0%
| Effective Participation | 5% | 25% | 45% | 65% | 85% | 100% | 100% | 100% | 100% | 100% | 100% | 100% | 100% | 100% | 100% | 100% | 100% | 100% | 100% | 100%
Turnover Rate | bar: 2016 to 2035
| % Residential w/ PCT | 50% | 55% | 60% | 65% | 70% | 70% | 70% | 70% | 70% | 70% | 70% | 70% | 70% | 70% | 70% | 70% | 70% | 70% | 70% | 70%
Residential Space Cooling - CAC Direct Load Control
| Saturation (availability) | 2016: 35%
| Participation Rate | 2016: 25%
| Load Impact Realization Rate (to recognize interactions between EE and DR cause a reduction in the baseline demand for DR participants. Assume 5% reduction in the impacts) | 2016: 95%
| Year | 2016 | 2017 | 2018 | 2019 | 2020 | 2021 | 2022 | 2023 | 2024 | 2025 | 2026 | 2027 | 2028 | 2029 | 2030 | 2031 | 2032 | 2033 | 2034 | 2035
| Ramp Rate | 5% | 20% | 20% | 20% | 20% | 15% | 0% | 0% | 0% | 0% | 0% | 0% | 0% | 0% | 0% | 0% | 0% | 0% | 0% | 0%
| Effective Participation | 5% | 25% | 45% | 65% | 85% | 100% | 100% | 100% | 100% | 100% | 100% | 100% | 100% | 100% | 100% | 100% | 100% | 100% | 100% | 100%
Turnover Rate | bar: 2016 to 2035
| % Residential w/ PCT | 50% | 55% | 60% | 65% | 70% | 70% | 70% | 70% | 70% | 70% | 70% | 70% | 70% | 70% | 70% | 70% | 70% | 70% | 70% | 70%
Residential Space Cooling - RAC Direct Load Control
| Saturation (availability) | 2016: 17.5%
| Participation Rate | 2016: 25%
| Load Impact Realization Rate (to recognize interactions between EE and DR cause a reduction in the baseline demand for DR participants. Assume 5% reduction in the impacts) | 2016: 95%
| Year | 2016 | 2017 | 2018 | 2019 | 2020 | 2021 | 2022 | 2023 | 2024 | 2025 | 2026 | 2027 | 2028 | 2029 | 2030 | 2031 | 2032 | 2033 | 2034 | 2035
| Ramp Rate | 5% | 20% | 20% | 20% | 20% | 15% | 0% | 0% | 0% | 0% | 0% | 0% | 0% | 0% | 0% | 0% | 0% | 0% | 0% | 0%
| Effective Participation | 5% | 25% | 45% | 65% | 85% | 100% | 100% | 100% | 100% | 100% | 100% | 100% | 100% | 100% | 100% | 100% | 100% | 100% | 100% | 100%
Turnover Rate | bar: 2016 to 2035
| % Residential w/ PCT | 90% | 91% | 92% | 93% | 94% | 94% | 94% | 94% | 94% | 94% | 94% | 94% | 94% | 94% | 94% | 94% | 94% | 94% | 94% | 94%
Residential Water Heating - Direct Load Control
| Saturation (availability) | 2016: 57%
| Participation Rate | 2016: 25%
| Load Impact Realization Rate (to recognize interactions between EE and DR cause a reduction in the baseline demand for DR participants. Assume 5% reduction in the impacts) | 2016: 95%
| Year | 2016 | 2017 | 2018 | 2019 | 2020 | 2021 | 2022 | 2023 | 2024 | 2025 | 2026 | 2027 | 2028 | 2029 | 2030 | 2031 | 2032 | 2033 | 2034 | 2035
| Ramp Rate | 5% | 20% | 20% | 20% | 20% | 15% | 0% | 0% | 0% | 0% | 0% | 0% | 0% | 0% | 0% | 0% | 0% | 0% | 0% | 0%
| Effective Participation | 5% | 25% | 45% | 65% | 85% | 100% | 100% | 100% | 100% | 100% | 100% | 100% | 100% | 100% | 100% | 100% | 100% | 100% | 100% | 100%
Turnover Rate | bar: 2016 to 2035
| % Residential w/ WH Controls | 10% | 10% | 10% | 10% | 10% | 10% | 10% | 10% | 10% | 10% | 10% | 10% | 10% | 10% | 10% | 10% | 10% | 10% | 10% | 10%
CALCULATIONS
NUMBER OF NEW PARTICIPANTS / INSTALLATIONS
Number of New Participants / Installations
Component |  | 2016 | 2017 | 2018 | 2019 | 2020 | 2021 | 2022 | 2023 | 2024 | 2025 | 2026 | 2027 | 2028 | 2029 | 2030 | 2031 | 2032 | 2033 | 2034 | 2035
a. Space Cooling - CAC PCT |  | 13743.0064 | 62980.7853 | 76150.294 | 89793.1801 | 103910.4039 | 66736.9897 | 5539.5994 | 5509.8871 | 5457.1931 | 5430.0275 | 5368.9655 | 5277.0391 | 5163.1618 | 5075.7832 | 5030.3051 | 5085.7797 | 5141.866 | 5198.5709 | 5255.9011 | 5313.8636 | Formula error
b. Space Cooling - RAC PCT |  | 13743.0064 | 62980.7853 | 76150.294 | 89793.1801 | 103910.4039 | 66736.9897 | 5539.5994 | 5509.8871 | 5457.1931 | 5430.0275 | 5368.9655 | 5277.0391 | 5163.1618 | 5075.7832 | 5030.3051 | 5085.7797 | 5141.866 | 5198.5709 | 5255.9011 | 5313.8636
c. Space Heating - PCT |  | 12957.6918 | 59381.8833 | 71798.8486 | 84662.1412 | 97972.6666 | 62923.4475 | 5223.0509 | 5195.0364 | 5145.3535 | 5119.7402 | 5062.1675 | 4975.494 | 4868.124 | 4785.7385 | 4742.8591 | 4795.1637 | 4848.0451 | 4901.5097 | 4955.5639 | 5010.2142
d. Water Heating - WH Controls |  | 4476.2935 | 18241.9201 | 18776.181 | 19305.7554 | 19832.2057 | 15526.565 | 1288.8048 | 1281.8921 | 1269.6327 | 1263.3125 | 1249.1063 | 1227.7193 | 1201.2254 | 1180.8965 | 1170.3159 | 1183.2222 | 1196.2709 | 1209.4634 | 1222.8015 | 1236.2866
TOTAL -- NEW PART. / INSTALL. |  | 44919.9982 | 203585.374 | 242875.6175 | 283554.2568 | 325625.6801 | 211923.9919 | 17591.0546 | 17496.7026 | 17329.3723 | 17243.1077 | 17049.2048 | 16757.2914 | 16395.6731 | 16118.2014 | 15973.7851 | 16149.9452 | 16328.048 | 16508.1149 | 16690.1677 | 16874.2281
NUMBER OF TOTAL PARTICIPANTS / INSTALLATIONS IN EACH YEAR
Component |  | Number of New Participants / Installations 2016: Number of Total Participants / Installations
|  | 2016 | 2017 | 2018 | 2019 | 2020 | 2021 | 2022 | 2023 | 2024 | 2025 | 2026 | 2027 | 2028 | 2029 | 2030 | 2031 | 2032 | 2033 | 2034 | 2035
a. Space Cooling - CAC PCT |  | 13743.0064 | 76723.7917 | 152874.0857 | 242667.2658 | 346577.6697 | 413314.6594 | 418854.2589 | 424364.146 | 429821.3391 | 435251.3665 | 440620.3321 | 445897.3711 | 451060.533 | 456136.3162 | 461166.6213 | 466252.401 | 471394.267 | 476592.8379 | 481848.739 | 487162.6026
b. Space Cooling - RAC PCT |  | 13743.0064 | 76723.7917 | 152874.0857 | 242667.2658 | 346577.6697 | 413314.6594 | 418854.2589 | 424364.146 | 429821.3391 | 435251.3665 | 440620.3321 | 445897.3711 | 451060.533 | 456136.3162 | 461166.6213 | 466252.401 | 471394.267 | 476592.8379 | 481848.739 | 487162.6026
c. Space Heating - PCT |  | 12957.6918 | 72339.5751 | 144138.4237 | 228800.5649 | 326773.2314 | 389696.6789 | 394919.7298 | 400114.7662 | 405260.1197 | 410379.8599 | 415442.0274 | 420417.5214 | 425285.6454 | 430071.3839 | 434814.2429 | 439609.4066 | 444457.4517 | 449358.9614 | 454314.5253 | 459324.7396
d. Water Heating - WH Controls |  | 4476.2935 | 22718.2137 | 41494.3947 | 60800.1501 | 80632.3558 | 96158.9208 | 97447.7255 | 98729.6176 | 99999.2503 | 101262.5628 | 102511.6691 | 103739.3884 | 104940.6138 | 106121.5103 | 107291.8262 | 108475.0484 | 109671.3193 | 110880.7827 | 112103.5842 | 113339.8708
TOTAL -- ANNUAL PART. / INSTALL. |  | 44919.9982 | 248505.3722 | 491380.9897 | 774935.2465 | 1100560.9267 | 1312484.9186 | 1330075.9732 | 1347572.6758 | 1364902.0481 | 1382145.1558 | 1399194.3606 | 1415951.6521 | 1432347.3252 | 1448465.5266 | 1464439.3117 | 1480589.2569 | 1496917.305 | 1513425.4199 | 1530115.5875 | 1546989.8156
CUMULATIVE PEAK DEMAND SAVINGS (GROSS CUSTOMER LEVEL MW)
| Load Impact (kW/customer) | Number of Total Participants / Installations 2016: Cumulative Peak Demand Reductions MW (Gross Customer Level)
Component |  | 2016 | 2017 | 2018 | 2019 | 2020 | 2021 | 2022 | 2023 | 2024 | 2025 | 2026 | 2027 | 2028 | 2029 | 2030 | 2031 | 2032 | 2033 | 2034 | 2035
a. Space Cooling - CAC PCT | 0.6 | 7.8335 | 43.7326 | 87.1382 | 138.3203 | 197.5493 | 235.5894 | 238.7469 | 241.8876 | 244.9982 | 248.0933 | 251.1536 | 254.1615 | 257.1045 | 259.9977 | 262.865 | 265.7639 | 268.6947 | 271.6579 | 274.6538 | 277.6827
b. Space Cooling - RAC PCT | 0.27 | 3.5251 | 19.6797 | 39.2122 | 62.2442 | 88.8972 | 106.0152 | 107.4361 | 108.8494 | 110.2492 | 111.642 | 113.0191 | 114.3727 | 115.697 | 116.999 | 118.2892 | 119.5937 | 120.9126 | 122.2461 | 123.5942 | 124.9572
c. Space Heating - PCT | 1.74 | 21.4191 | 119.5773 | 238.2608 | 378.2073 | 540.1562 | 644.1686 | 652.8023 | 661.3897 | 669.895 | 678.3579 | 686.7257 | 694.9502 | 702.9972 | 710.908 | 718.7479 | 726.6743 | 734.6882 | 742.7904 | 750.9819 | 759.2638
d. Water Heating - WH Controls | 0.58 | 2.4664 | 12.5177 | 22.8634 | 33.5009 | 44.4284 | 52.9836 | 53.6937 | 54.4 | 55.0996 | 55.7957 | 56.4839 | 57.1604 | 57.8223 | 58.473 | 59.1178 | 59.7698 | 60.4289 | 61.0953 | 61.7691 | 62.4503
TOTAL |  | 35.2441 | 195.5073 | 387.4747 | 612.2727 | 871.031 | 1038.7567 | 1052.6791 | 1066.5267 | 1080.2419 | 1093.8888 | 1107.3823 | 1120.6447 | 1133.621 | 1146.3776 | 1159.02 | 1171.8017 | 1184.7244 | 1197.7897 | 1210.999 | 1224.354
ENABLEMENT COSTS (applied to new participants)
Component | Enablement Cost ($/customer) | Cumulative Peak Demand Reductions MW (Gross Customer Level) 2016: Total Equipment Budget
|  | 2016 | 2017 | 2018 | 2019 | 2020 | 2021 | 2022 | 2023 | 2024 | 2025 | 2026 | 2027 | 2028 | 2029 | 2030 | 2031 | 2032 | 2033 | 2034 | 2035
a. Space Cooling - CAC PCT | 308.94 | 4245764.4098 | 19457283.8091 | 23525871.8146 | 27740705.0561 | 32102080.1898 | 20617725.611 | 1711403.8541 | 1702224.513 | 1685945.2325 | 1677552.692 | 1658688.2093 | 1630288.4518 | 1595107.2219 | 1568112.4657 | 1554062.4537 | 1571200.7696 | 1588528.0881 | 1606046.4935 | 1623758.0932 | 1641665.0178
b. Space Cooling - RAC PCT | 139.023 | 1910593.9844 | 8755777.7141 | 10586642.3165 | 12483317.2753 | 14445936.0854 | 9277976.525 | 770131.7343 | 766001.0308 | 758675.3546 | 754898.7114 | 746409.6942 | 733629.8033 | 717798.2499 | 705650.6096 | 699328.1042 | 707040.3463 | 714837.6396 | 722720.9221 | 730691.142 | 738749.258
c. Space Heating - PCT | 895.926 | 11609132.9718 | 53201773.1581 | 64326455.2187 | 75851013.5392 | 87776259.2619 | 56374752.5994 | 4679467.1096 | 4654368.1683 | 4609855.9642 | 4586908.3607 | 4535327.4751 | 4457674.424 | 4361478.8897 | 4287667.5133 | 4249250.7663 | 4296111.8186 | 4343489.658 | 4391389.9837 | 4439818.5578 | 4488781.2058
d. Water Heating - WH Controls | 298.642 | 1336809.2513 | 5447803.5116 | 5607356.2554 | 5765509.41 | 5922729.5754 | 4636884.4129 | 384891.2341 | 382826.819 | 379165.6421 | 377278.1769 | 373035.5932 | 366648.5457 | 358736.3589 | 352665.2933 | 349505.4743 | 353359.8466 | 357256.7251 | 361196.5787 | 365179.8814 | 369207.1122
TOTAL ENABLEMENT COST |  | 19102300.6173 | 86862638.193 | 104046325.6051 | 121840545.2806 | 140247005.1126 | 90907339.1483 | 7545893.9321 | 7505420.5311 | 7433642.1933 | 7396637.9409 | 7313460.9718 | 7188241.2249 | 7033120.7204 | 6914095.8818 | 6852146.7985 | 6927712.7811 | 7004112.1109 | 7081353.9781 | 7159447.6744 | 7238402.5937
IMPLEMENTATION COSTS (applied to all participants)
Component | Implementation Cost ($/kW-yr) | Total Equipment Budget 2016: Total Implementation Budget
|  | 2016 | 2017 | 2018 | 2019 | 2020 | 2021 | 2022 | 2023 | 2024 | 2025 | 2026 | 2027 | 2028 | 2029 | 2030 | 2031 | 2032 | 2033 | 2034 | 2035
a. Space Cooling - CAC PCT | 25 | -7833.5137 | -43732.5613 | -87138.2288 | -138320.3415 | -197549.2717 | -235589.3559 | -238746.9276 | -241887.5632 | -244998.1633 | -248093.2789 | -251153.5893 | -254161.5016 | -257104.5038 | -259997.7002 | -262864.9741 | -265763.8685 | -268694.7322 | -271657.9176 | -274653.7812 | -277682.6835
b. Space Cooling - RAC PCT | 25 | -3525.0812 | -19679.6526 | -39212.203 | -62244.1537 | -88897.1723 | -106015.2101 | -107436.1174 | -108849.4034 | -110249.1735 | -111641.9755 | -113019.1152 | -114372.6757 | -115697.0267 | -116998.9651 | -118289.2384 | -119593.7408 | -120912.6295 | -122246.0629 | -123594.2016 | -124957.2076
c. Space Heating - PCT | 25 | -21419.0645 | -119577.3176 | -238260.8143 | -378207.3337 | -540156.1516 | -644168.6102 | -652802.3134 | -661389.7085 | -669894.9778 | -678357.9084 | -686725.6713 | -694950.1628 | -702997.1718 | -710907.9975 | -718747.9436 | -726674.3491 | -734688.1677 | -742790.3632 | -750981.9104 | -759263.7945
d. Water Heating - WH Controls | 25 | -2466.4377 | -12517.7357 | -22863.4115 | -33500.8827 | -44428.4281 | -52983.5653 | -53693.6968 | -54400.0193 | -55099.5869 | -55795.6721 | -56483.9297 | -57160.403 | -57822.2782 | -58472.9522 | -59117.7962 | -59769.7517 | -60428.8969 | -61095.3113 | -61769.0749 | -62450.2688
TOTAL IMPLEMENTATION COST |  | -35244.0971 | -195507.2672 | -387474.6576 | -612272.7116 | -871031.0236 | -1038756.7416 | -1052679.0551 | -1066526.6945 | -1080241.9015 | -1093888.835 | -1107382.3054 | -1120644.7431 | -1133620.9806 | -1146377.615 | -1159019.9523 | -1171801.7102 | -1184724.4263 | -1197789.655 | -1210998.9681 | -1224353.9544
SUMMARY OF PROGRAM COSTS
Component |  | 2016 | 2017 | 2018 | 2019 | 2020 | 2021 | 2022 | 2023 | 2024 | 2025 | 2026 | 2027 | 2028 | 2029 | 2030 | 2031 | 2032 | 2033 | 2034 | 2035
TOTAL ENABLEMENT COST |  | 19102300.6173 | 86862638.193 | 104046325.6051 | 121840545.2806 | 140247005.1126 | 90907339.1483 | 7545893.9321 | 7505420.5311 | 7433642.1933 | 7396637.9409 | 7313460.9718 | 7188241.2249 | 7033120.7204 | 6914095.8818 | 6852146.7985 | 6927712.7811 | 7004112.1109 | 7081353.9781 | 7159447.6744 | 7238402.5937
TOTAL IMPLEMENTATION COST |  | -35244.0971 | -195507.2672 | -387474.6576 | -612272.7116 | -871031.0236 | -1038756.7416 | -1052679.0551 | -1066526.6945 | -1080241.9015 | -1093888.835 | -1107382.3054 | -1120644.7431 | -1133620.9806 | -1146377.615 | -1159019.9523 | -1171801.7102 | -1184724.4263 | -1197789.655 | -1210998.9681 | -1224353.9544
TOTAL PROGRAM COST |  | 19067056.5202 | 86667130.9258 | 103658850.9475 | 121228272.569 | 139375974.089 | 89868582.4067 | 6493214.877 | 6438893.8366 | 6353400.2918 | 6302749.1059 | 6206078.6664 | 6067596.4818 | 5899499.7398 | 5767718.2668 | 5693126.8462 | 5755911.0709 | 5819387.6846 | 5883564.3231 | 5948448.7063 | 6014048.6393

## Com-Capacity-Smart
COMMERCIAL - CAPACITY - SMART DR
INPUTS
Customer Information
Customers
| Year | 2016 | 2017 | 2018 | 2019 | 2020 | 2021 | 2022 | 2023 | 2024 | 2025 | 2026 | 2027 | 2028 | 2029 | 2030 | 2031 | 2032 | 2033 | 2034 | 2035
| Eligible Commercial Customers | 394176.6962 | 398910.9937 | 404211.0421 | 409461.4553 | 414973.9622 | 420270.5579 | 425475.0362 | 430609.9796 | 435727.1967 | 440815.1383 | 445687.172 | 450729.4588 | 455977.844 | 461256.4318 | 466415.4718 | 471632.2144 | 476907.305 | 482241.3962 | 487635.1479 | 493089.2274
Component A: Commercial Cooling, Small - Direct Load Control
| Saturation (availability) | Customers 2016: 34.8%
| Participation Rate | Customers 2016: 15%
| Load Impact Realization Rate (to recognize interactions between EE and DR cause a reduction in the baseline demand for DR participants. Assume 5% reduction in the impacts) | Customers 2016: 95%
| Year | 2016 | 2017 | 2018 | 2019 | 2020 | 2021 | 2022 | 2023 | 2024 | 2025 | 2026 | 2027 | 2028 | 2029 | 2030 | 2031 | 2032 | 2033 | 2034 | 2035
| Ramp Rate | 5% | 20% | 20% | 20% | 20% | 15% | 0% | 0% | 0% | 0% | 0% | 0% | 0% | 0% | 0% | 0% | 0% | 0% | 0% | 0%
| Effective Participation | 5% | 25% | 45% | 65% | 85% | 100% | 100% | 100% | 100% | 100% | 100% | 100% | 100% | 100% | 100% | 100% | 100% | 100% | 100% | 100%
Turnover Rate | bar: 2016 to 2035
| % Commercial w/ PCT | 50% | 55% | 60% | 65% | 70% | 70% | 70% | 70% | 70% | 70% | 70% | 70% | 70% | 70% | 70% | 70% | 70% | 70% | 70% | 70%
Component B: Commercial Space Cooling, Medium - Direct Load Control
| Saturation (availability) | 2016: 17.4%
| Participation Rate | 2016: 15%
| Load Impact Realization Rate (to recognize interactions between EE and DR cause a reduction in the baseline demand for DR participants. Assume 5% reduction in the impacts) | 2016: 95%
| Year | 2016 | 2017 | 2018 | 2019 | 2020 | 2021 | 2022 | 2023 | 2024 | 2025 | 2026 | 2027 | 2028 | 2029 | 2030 | 2031 | 2032 | 2033 | 2034 | 2035
| Ramp Rate | 5% | 20% | 20% | 20% | 20% | 15% | 0% | 0% | 0% | 0% | 0% | 0% | 0% | 0% | 0% | 0% | 0% | 0% | 0% | 0%
| Effective Participation | 5% | 25% | 45% | 65% | 85% | 100% | 100% | 100% | 100% | 100% | 100% | 100% | 100% | 100% | 100% | 100% | 100% | 100% | 100% | 100%
Turnover Rate | bar: 2016 to 2035
| % Commercial w/ AutoDR | 50% | 55% | 60% | 65% | 70% | 70% | 70% | 70% | 70% | 70% | 70% | 70% | 70% | 70% | 70% | 70% | 70% | 70% | 70% | 70%
Component C: Lighting Controls
| Saturation (availability) | 2016: 25%
| Participation Rate | 2016: 15%
| Load Impact Realization Rate (to recognize interactions between EE and DR cause a reduction in the baseline demand for DR participants. Assume 5% reduction in the impacts) | 2016: 95%
| Year | 2016 | 2017 | 2018 | 2019 | 2020 | 2021 | 2022 | 2023 | 2024 | 2025 | 2026 | 2027 | 2028 | 2029 | 2030 | 2031 | 2032 | 2033 | 2034 | 2035
| Ramp Rate | 5% | 20% | 20% | 20% | 20% | 15% | 0% | 0% | 0% | 0% | 0% | 0% | 0% | 0% | 0% | 0% | 0% | 0% | 0% | 0%
| Effective Participation | 5% | 25% | 45% | 65% | 85% | 100% | 100% | 100% | 100% | 100% | 100% | 100% | 100% | 100% | 100% | 100% | 100% | 100% | 100% | 100%
Turnover Rate | bar: 2016 to 2035
| % Industrial w/ AutoDR | 20% | 20% | 20% | 20% | 20% | 20% | 20% | 20% | 20% | 20% | 20% | 20% | 20% | 20% | 20% | 20% | 20% | 20% | 20% | 20%
CALCULATIONS
NUMBER OF NEW PARTICIPANTS / INSTALLATIONS
Number of New Participants / Installations
Component |  | 2016 | 2017 | 2018 | 2019 | 2020 | 2021 | 2022 | 2023 | 2024 | 2025 | 2026 | 2027 | 2028 | 2029 | 2030 | 2031 | 2032 | 2033 | 2034 | 2035
a. Space Cooling, Small - PCT |  | 254.6283 | 1162.6476 | 1402.7146 | 1650.091 | 1909.8133 | 1221.6649 | 94.135 | 92.8773 | 92.5566 | 92.0271 | 88.1219 | 91.2014 | 94.9291 | 95.4754 | 93.3131 | 94.3568 | 95.4121 | 96.4793 | 97.5584 | 98.6496
b. Space Cooling, Medium - AutoDR |  | 509.2566 | 2325.2952 | 2805.4291 | 3300.1821 | 3819.6265 | 2443.3298 | 188.2699 | 185.7545 | 185.1133 | 184.0543 | 176.2439 | 182.4027 | 189.8582 | 190.9508 | 186.6262 | 188.7136 | 190.8243 | 192.9586 | 195.1168 | 197.2991
c. Lighting Controls - AutoDR |  | 146.3381 | 594.1404 | 610.0916 | 625.5932 | 642.8411 | 501.5045 | 38.6433 | 38.127 | 37.9953 | 37.778 | 36.1748 | 37.439 | 38.9693 | 39.1935 | 38.3059 | 38.7343 | 39.1675 | 39.6056 | 40.0486 | 40.4965
TOTAL -- NEW PART. / INSTALL. |  | 910.223 | 4082.0833 | 4818.2353 | 5575.8663 | 6372.2809 | 4166.4992 | 321.0481 | 316.7587 | 315.6653 | 313.8593 | 300.5407 | 311.043 | 323.7566 | 325.6197 | 318.2452 | 321.8047 | 325.404 | 329.0435 | 332.7238 | 336.4453
NUMBER OF TOTAL PARTICIPANTS / INSTALLATIONS IN EACH YEAR
Component |  | Number of New Participants / Installations 2016: Number of Total Participants / Installations
|  | 2016 | 2017 | 2018 | 2019 | 2020 | 2021 | 2022 | 2023 | 2024 | 2025 | 2026 | 2027 | 2028 | 2029 | 2030 | 2031 | 2032 | 2033 | 2034 | 2035
a. Space Cooling, Small - PCT |  | 254.6283 | 1417.2759 | 2819.9905 | 4470.0815 | 6379.8948 | 7601.5597 | 7695.6946 | 7788.5719 | 7881.1285 | 7973.1557 | 8061.2776 | 8152.4789 | 8247.4081 | 8342.8835 | 8436.1966 | 8530.5534 | 8625.9655 | 8722.4448 | 8820.0032 | 8918.6528
b. Space Cooling, Medium - AutoDR |  | 509.2566 | 2834.5518 | 5639.9809 | 8940.163 | 12759.7895 | 15203.1193 | 15391.3892 | 15577.1438 | 15762.257 | 15946.3113 | 16122.5552 | 16304.9579 | 16494.8161 | 16685.7669 | 16872.3931 | 17061.1067 | 17251.931 | 17444.8896 | 17640.0064 | 17837.3056
c. Lighting Controls - AutoDR |  | 146.3381 | 740.4785 | 1350.5701 | 1976.1633 | 2619.0044 | 3120.5089 | 3159.1521 | 3197.2791 | 3235.2744 | 3273.0524 | 3309.2273 | 3346.6662 | 3385.6355 | 3424.829 | 3463.1349 | 3501.8692 | 3541.0367 | 3580.6424 | 3620.691 | 3661.1875
TOTAL -- ANNUAL PART. / INSTALL. |  | 910.223 | 4992.3063 | 9810.5415 | 15386.4078 | 21758.6887 | 25925.1879 | 26246.236 | 26562.9948 | 26878.66 | 27192.5194 | 27493.06 | 27804.1031 | 28127.8597 | 28453.4794 | 28771.7246 | 29093.5292 | 29418.9332 | 29747.9768 | 30080.7006 | 30417.1459
CUMULATIVE PEAK DEMAND SAVINGS (GROSS CUSTOMER LEVEL MW)
| Load Impact (kW/customer) | Number of Total Participants / Installations 2016: Cumulative Peak Demand Reductions MW (Gross Customer Level)
Component |  | 2016 | 2017 | 2018 | 2019 | 2020 | 2021 | 2022 | 2023 | 2024 | 2025 | 2026 | 2027 | 2028 | 2029 | 2030 | 2031 | 2032 | 2033 | 2034 | 2035
a. Space Cooling, Small - PCT | 2.8 | 0.67731 | 3.77 | 7.5012 | 11.8904 | 16.9705 | 20.2201 | 20.4705 | 20.7176 | 20.9638 | 21.2086 | 21.443 | 21.6856 | 21.9381 | 22.1921 | 22.4403 | 22.6913 | 22.9451 | 23.2017 | 23.4612 | 23.7236
b. Space Cooling, Medium - AutoDR | 15 | 7.2569 | 40.3924 | 80.3697 | 127.3973 | 181.827 | 216.6445 | 219.3273 | 221.9743 | 224.6122 | 227.2349 | 229.7464 | 232.3456 | 235.0511 | 237.7722 | 240.4316 | 243.1208 | 245.84 | 248.5897 | 251.3701 | 254.1816
c. Lighting Controls - AutoDR | 57 | 7.9242 | 40.0969 | 73.1334 | 107.0092 | 141.8191 | 168.9756 | 171.0681 | 173.1327 | 175.1901 | 177.2358 | 179.1947 | 181.222 | 183.3322 | 185.4545 | 187.5288 | 189.6262 | 191.7471 | 193.8918 | 196.0604 | 198.2533
TOTAL |  | 15.8584 | 84.2592 | 161.0043 | 246.297 | 340.6166 | 405.8402 | 410.8659 | 415.8246 | 420.7661 | 425.6793 | 430.3841 | 435.2532 | 440.3214 | 445.4187 | 450.4006 | 455.4383 | 460.5322 | 465.6832 | 470.8917 | 476.1585
ENABLEMENT COSTS (applied to new participants)
Component | Enablement Cost ($/customer) | Cumulative Peak Demand Reductions MW (Gross Customer Level) 2016: Total Equipment Budget
|  | 2016 | 2017 | 2018 | 2019 | 2020 | 2021 | 2022 | 2023 | 2024 | 2025 | 2026 | 2027 | 2028 | 2029 | 2030 | 2031 | 2032 | 2033 | 2034 | 2035
a. Space Cooling, Small - PCT | 1028.272 | 261827.1424 | 1195517.9926 | 1442372.0968 | 1696742.4065 | 1963807.5111 | 1256203.8077 | 96796.3426 | 95503.0892 | 95173.4009 | 94628.9184 | 90613.3172 | 93779.799 | 97612.9531 | 98174.6825 | 95951.2526 | 97024.4438 | 98109.6384 | 99206.9706 | 100316.5762 | 101438.5925
b. Space Cooling, Medium - AutoDR | 3517.5 | 1791310.0295 | 8179226.0003 | 9868096.8667 | 11608390.416 | 13435536.357 | 8594412.5557 | 662239.437 | 653391.5465 | 651135.9593 | 647410.8414 | 619937.8046 | 641601.5276 | 667826.3385 | 671669.4524 | 656457.69 | 663800.0082 | 671224.4484 | 678731.9292 | 686323.3793 | 693999.7379
c. Lighting Controls - AutoDR | 13366.5 | 1956028.1932 | 7941578.106 | 8154789.5357 | 8361991.5629 | 8592535.1687 | 6703359.5467 | 516525.0124 | 509623.9484 | 507864.6645 | 504959.1948 | 483531.1284 | 500428.1209 | 520882.6122 | 523880.1147 | 512015.4397 | 517742.2067 | 523533.0263 | 529388.6147 | 535309.6965 | 541297.0041
TOTAL ENABLEMENT COST |  | 4009165.3651 | 17316322.0989 | 19465258.4993 | 21667124.3854 | 23991879.0368 | 16553975.9101 | 1275560.792 | 1258518.5841 | 1254174.0247 | 1246998.9546 | 1194082.2502 | 1235809.4475 | 1286321.9037 | 1293724.2496 | 1264424.3822 | 1278566.6587 | 1292867.1131 | 1307327.5145 | 1321949.652 | 1336735.3345
IMPLEMENTATION COSTS (applied to all participants)
Component | Implementation Cost ($/kW-yr) | Total Equipment Budget 2016: Total Implementation Budget
|  | 2016 | 2017 | 2018 | 2019 | 2020 | 2021 | 2022 | 2023 | 2024 | 2025 | 2026 | 2027 | 2028 | 2029 | 2030 | 2031 | 2032 | 2033 | 2034 | 2035
a. Space Cooling, Small - PCT | 20 | -4063.8675 | -22619.7235 | -45007.0478 | -71342.5006 | -101823.1204 | -121320.8922 | -122823.2862 | -124305.6073 | -125782.8112 | -127251.5642 | -128657.9903 | -130113.5639 | -131628.6326 | -133152.42 | -134641.6971 | -136147.6315 | -137670.4093 | -139210.2191 | -140767.2512 | -142341.6984
b. Space Cooling, Medium - AutoDR | 20 | -43541.4378 | -242354.1807 | -482218.3689 | -764383.9355 | -1090962.0048 | -1299866.7023 | -1315963.7803 | -1331845.7923 | -1347672.9776 | -1363409.6164 | -1378478.4671 | -1394073.8987 | -1410306.7777 | -1426633.0715 | -1442589.6123 | -1458724.6232 | -1475040.1002 | -1491538.0618 | -1508220.549 | -1525089.6258
c. Lighting Controls - AutoDR | 20 | -47545.2482 | -240581.4751 | -438800.2399 | -642055.4719 | -850914.5357 | -1013853.3392 | -1026408.5314 | -1038795.9792 | -1051140.664 | -1063414.7255 | -1075167.9341 | -1087331.8586 | -1099992.9711 | -1112726.9441 | -1125172.5219 | -1137757.3005 | -1150482.8368 | -1163350.705 | -1176362.4972 | -1189519.8231
TOTAL IMPLEMENTATION COST |  | -95150.5535 | -505555.3793 | -966025.6566 | -1477781.9081 | -2043699.6609 | -2435040.9337 | -2465195.5978 | -2494947.3788 | -2524596.4529 | -2554075.9061 | -2582304.3915 | -2611519.3212 | -2641928.3814 | -2672512.4355 | -2702403.8314 | -2732629.5552 | -2763193.3463 | -2794098.9859 | -2825350.2975 | -2856951.1473
SUMMARY OF PROGRAM COSTS
Component |  | 2016 | 2017 | 2018 | 2019 | 2020 | 2021 | 2022 | 2023 | 2024 | 2025 | 2026 | 2027 | 2028 | 2029 | 2030 | 2031 | 2032 | 2033 | 2034 | 2035
TOTAL ENABLEMENT COST |  | 4009165.3651 | 17316322.0989 | 19465258.4993 | 21667124.3854 | 23991879.0368 | 16553975.9101 | 1275560.792 | 1258518.5841 | 1254174.0247 | 1246998.9546 | 1194082.2502 | 1235809.4475 | 1286321.9037 | 1293724.2496 | 1264424.3822 | 1278566.6587 | 1292867.1131 | 1307327.5145 | 1321949.652 | 1336735.3345
TOTAL IMPLEMENTATION COST |  | -95150.5535 | -505555.3793 | -966025.6566 | -1477781.9081 | -2043699.6609 | -2435040.9337 | -2465195.5978 | -2494947.3788 | -2524596.4529 | -2554075.9061 | -2582304.3915 | -2611519.3212 | -2641928.3814 | -2672512.4355 | -2702403.8314 | -2732629.5552 | -2763193.3463 | -2794098.9859 | -2825350.2975 | -2856951.1473
TOTAL PROGRAM COST |  | 3914014.8115 | 16810766.7196 | 18499232.8427 | 20189342.4773 | 21948179.3759 | 14118934.9764 | -1189634.8058 | -1236428.7947 | -1270422.4282 | -1307076.9515 | -1388222.1413 | -1375709.8736 | -1355606.4777 | -1378788.1859 | -1437979.4492 | -1454062.8965 | -1470326.2332 | -1486771.4714 | -1503400.6455 | -1520215.8128

## Ag-Ind-Capacity-Smart
AGRICULTURAL / INDUSTRIAL - CAPACITY - SMART DR
INPUTS
Customer Information
Customers
| Year | 2016 | 2017 | 2018 | 2019 | 2020 | 2021 | 2022 | 2023 | 2024 | 2025 | 2026 | 2027 | 2028 | 2029 | 2030 | 2031 | 2032 | 2033 | 2034 | 2035
| Eligible Non-Agricultural Customers | 31353.145 | 31729.715 | 32151.2853 | 32568.9076 | 33007.377 | 33428.6727 | 33842.6412 | 34251.0789 | 34658.1067 | 35062.8058 | 35450.3315 | 35851.3992 | 36268.8601 | 36688.7234 | 37099.0778 | 37514.0219 | 37933.607 | 38357.8851 | 38786.9086 | 39220.7307
| Eligible Agricultural Customers | 5532.9079 | 5599.3615 | 5673.7562 | 5747.4543 | 5824.8312 | 5899.1775 | 5972.2308 | 6044.308 | 6116.1365 | 6187.554 | 6255.9408 | 6326.7175 | 6400.3871 | 6474.4806 | 6546.8961 | 6620.1215 | 6694.1659 | 6769.0385 | 6844.7486 | 6921.3054
| Total Eligible Industrial Customers | 36886.053 | 37329.0765 | 37825.0415 | 38316.3618 | 38832.2082 | 39327.8502 | 39814.872 | 40295.387 | 40774.2431 | 41250.3598 | 41706.2723 | 42178.1167 | 42669.2472 | 43163.204 | 43645.9739 | 44134.1434 | 44627.773 | 45126.9237 | 45631.6572 | 46142.0361
Component A: Irrigation Pumping - Direct Load Control
| Saturation (availability) | Customers 2016: 35%
| Participation Rate | Customers 2016: 20%
| Load Impact Realization Rate (to recognize interactions between EE and DR cause a reduction in the baseline demand for DR participants. Assume 5% reduction in the impacts) | Customers 2016: 95%
| Year | 2016 | 2017 | 2018 | 2019 | 2020 | 2021 | 2022 | 2023 | 2024 | 2025 | 2026 | 2027 | 2028 | 2029 | 2030 | 2031 | 2032 | 2033 | 2034 | 2035
| Ramp Rate | 5% | 20% | 20% | 20% | 20% | 15% | 0% | 0% | 0% | 0% | 0% | 0% | 0% | 0% | 0% | 0% | 0% | 0% | 0% | 0%
| Effective Participation | 5% | 25% | 45% | 65% | 85% | 100% | 100% | 100% | 100% | 100% | 100% | 100% | 100% | 100% | 100% | 100% | 100% | 100% | 100% | 100%
Turnover Rate | bar: 2016 to 2035
| % Industrial w/ AutoDR | 50% | 50% | 50% | 50% | 50% | 50% | 50% | 50% | 50% | 50% | 50% | 50% | 50% | 50% | 50% | 50% | 50% | 50% | 50% | 50%
Component B: Curtailable / Interruptible Tariffs
| Saturation (availability) | 2016: 17.5%
| Participation Rate | 2016: 25%
| Load Impact Realization Rate (to recognize interactions between EE and DR cause a reduction in the baseline demand for DR participants. Assume 5% reduction in the impacts) | 2016: 95%
| Year | 2016 | 2017 | 2018 | 2019 | 2020 | 2021 | 2022 | 2023 | 2024 | 2025 | 2026 | 2027 | 2028 | 2029 | 2030 | 2031 | 2032 | 2033 | 2034 | 2035
| Ramp Rate | 5% | 20% | 20% | 20% | 20% | 15% | 0% | 0% | 0% | 0% | 0% | 0% | 0% | 0% | 0% | 0% | 0% | 0% | 0% | 0%
| Effective Participation | 5% | 25% | 45% | 65% | 85% | 100% | 100% | 100% | 100% | 100% | 100% | 100% | 100% | 100% | 100% | 100% | 100% | 100% | 100% | 100%
Turnover Rate | bar: 2016 to 2035
| % Industrial w/ AutoDR | 80% | 80% | 80% | 80% | 80% | 80% | 80% | 80% | 80% | 80% | 80% | 80% | 80% | 80% | 80% | 80% | 80% | 80% | 80% | 80%
Component C: Load Aggregator
| Saturation (availability) | 2016: 17.5%
| Participation Rate | 2016: 25%
| Load Impact Realization Rate (to recognize interactions between EE and DR cause a reduction in the baseline demand for DR participants. Assume 5% reduction in the impacts) | 2016: 95%
| Year | 2016 | 2017 | 2018 | 2019 | 2020 | 2021 | 2022 | 2023 | 2024 | 2025 | 2026 | 2027 | 2028 | 2029 | 2030 | 2031 | 2032 | 2033 | 2034 | 2035
| Ramp Rate | 5% | 20% | 20% | 20% | 20% | 15% | 0% | 0% | 0% | 0% | 0% | 0% | 0% | 0% | 0% | 0% | 0% | 0% | 0% | 0%
| Effective Participation | 5% | 25% | 45% | 65% | 85% | 100% | 100% | 100% | 100% | 100% | 100% | 100% | 100% | 100% | 100% | 100% | 100% | 100% | 100% | 100%
Turnover Rate | bar: 2016 to 2035
| % Industrial w/ AutoDR | 100% | 100% | 100% | 100% | 100% | 100% | 100% | 100% | 100% | 100% | 100% | 100% | 100% | 100% | 100% | 100% | 100% | 100% | 100% | 100%
Component D: Refrigerated Warehouses |  | 2017: Navigant; 2018: 7th Plan EE
| Saturation (availability) | 2016: 17.5%; 2017: 0.175; 2018: 0.05; 2019: 1; 2020: Refrigerated Warehouses (1 for Navigant assumption, 0 for 7th Plan EE)
| Participation Rate | 2016: 20%
| Load Impact Realization Rate (to recognize interactions between EE and DR cause a reduction in the baseline demand for DR participants. Assume 5% reduction in the impacts) | 2016: 95%
| Year | 2016 | 2017 | 2018 | 2019 | 2020 | 2021 | 2022 | 2023 | 2024 | 2025 | 2026 | 2027 | 2028 | 2029 | 2030 | 2031 | 2032 | 2033 | 2034 | 2035
| Ramp Rate | 5% | 20% | 20% | 20% | 20% | 15% | 0% | 0% | 0% | 0% | 0% | 0% | 0% | 0% | 0% | 0% | 0% | 0% | 0% | 0%
| Effective Participation | 5% | 25% | 45% | 65% | 85% | 100% | 100% | 100% | 100% | 100% | 100% | 100% | 100% | 100% | 100% | 100% | 100% | 100% | 100% | 100%
Turnover Rate | bar: 2016 to 2035
| % Industrial w/ AutoDR | 100% | 100% | 100% | 100% | 100% | 100% | 100% | 100% | 100% | 100% | 100% | 100% | 100% | 100% | 100% | 100% | 100% | 100% | 100% | 100%
CALCULATIONS
NUMBER OF NEW PARTICIPANTS / INSTALLATIONS
Number of New Participants / Installations
Component |  | 2016 | 2017 | 2018 | 2019 | 2020 | 2021 | 2022 | 2023 | 2024 | 2025 | 2026 | 2027 | 2028 | 2029 | 2030 | 2031 | 2032 | 2033 | 2034 | 2035
a. Irrigation Pumping - AutoDR |  | 9.5858 | 38.9187 | 39.9636 | 40.979 | 42.1088 | 32.8507 | 2.5313 | 2.4975 | 2.4889 | 2.4746 | 2.3696 | 2.4524 | 2.5527 | 2.5673 | 2.5092 | 2.5373 | 2.5656 | 2.5943 | 2.6234 | 2.6527
b. Curtailable/Interruptible - AutoDR |  | 54.3193 | 220.5393 | 226.4603 | 232.2143 | 238.6166 | 186.1537 | 14.344 | 14.1524 | 14.1035 | 14.0228 | 13.4278 | 13.897 | 14.465 | 14.5483 | 14.2188 | 14.3778 | 14.5386 | 14.7012 | 14.8657 | 15.0319
c. Load Aggregator - AutoDR |  | 67.8992 | 275.6742 | 283.0753 | 290.2679 | 298.2707 | 232.6922 | 17.93 | 17.6905 | 17.6294 | 17.5285 | 16.7847 | 17.3712 | 18.0813 | 18.1853 | 17.7735 | 17.9723 | 18.1733 | 18.3765 | 18.5821 | 18.7899
d. Refrigerated Warehouses - Controls |  | 54.3193 | 220.5393 | 226.4603 | 232.2143 | 238.6166 | 186.1537 | 14.344 | 14.1524 | 14.1035 | 14.0228 | 13.4278 | 13.897 | 14.465 | 14.5483 | 14.2188 | 14.3778 | 14.5386 | 14.7012 | 14.8657 | 15.0319
TOTAL -- NEW PART. / INSTALL. |  | 186.1236 | 755.6715 | 775.9594 | 795.6755 | 817.6126 | 637.8503 | 49.1493 | 48.4927 | 48.3253 | 48.0488 | 46.0098 | 47.6177 | 49.564 | 49.8492 | 48.7202 | 49.2652 | 49.8162 | 50.3734 | 50.9368 | 51.5065
NUMBER OF TOTAL PARTICIPANTS / INSTALLATIONS IN EACH YEAR
Component |  | Number of New Participants / Installations 2016: Number of Total Participants / Installations
|  | 2016 | 2017 | 2018 | 2019 | 2020 | 2021 | 2022 | 2023 | 2024 | 2025 | 2026 | 2027 | 2028 | 2029 | 2030 | 2031 | 2032 | 2033 | 2034 | 2035
a. Irrigation Pumping - AutoDR |  | 9.5858 | 48.5045 | 88.468 | 129.447 | 171.5558 | 204.4065 | 206.9378 | 209.4353 | 211.9241 | 214.3987 | 216.7684 | 219.2208 | 221.7734 | 224.3408 | 226.8499 | 229.3872 | 231.9528 | 234.5472 | 237.1705 | 239.8232
b. Curtailable/Interruptible - AutoDR |  | 54.3193 | 274.8587 | 501.3189 | 733.5332 | 972.1498 | 1158.3035 | 1172.6475 | 1186.7999 | 1200.9034 | 1214.9262 | 1228.354 | 1242.251 | 1256.716 | 1271.2643 | 1285.483 | 1299.8609 | 1314.3995 | 1329.1007 | 1343.9664 | 1358.9983
c. Load Aggregator - AutoDR |  | 67.8992 | 343.5733 | 626.6486 | 916.9165 | 1215.1872 | 1447.8794 | 1465.8094 | 1483.4999 | 1501.1292 | 1518.6578 | 1535.4425 | 1552.8137 | 1570.895 | 1589.0803 | 1606.8538 | 1624.8261 | 1642.9994 | 1661.3759 | 1679.958 | 1698.7479
d. Refrigerated Warehouses - Controls |  | 54.3193 | 274.8587 | 501.3189 | 733.5332 | 972.1498 | 1158.3035 | 1172.6475 | 1186.7999 | 1200.9034 | 1214.9262 | 1228.354 | 1242.251 | 1256.716 | 1271.2643 | 1285.483 | 1299.8609 | 1314.3995 | 1329.1007 | 1343.9664 | 1358.9983
TOTAL -- ANNUAL PART. / INSTALL. |  | 186.1236 | 941.7951 | 1717.7545 | 2513.43 | 3331.0426 | 3968.8929 | 4018.0422 | 4066.5349 | 4114.8602 | 4162.909 | 4208.9188 | 4256.5365 | 4306.1004 | 4355.9496 | 4404.6698 | 4453.935 | 4503.7512 | 4554.1245 | 4605.0613 | 4656.5678
CUMULATIVE PEAK DEMAND SAVINGS (GROSS CUSTOMER LEVEL MW)
| Load Impact (kW/customer) | Number of Total Participants / Installations 2016: Cumulative Peak Demand Reductions MW (Gross Customer Level)
Component |  | 2016 | 2017 | 2018 | 2019 | 2020 | 2021 | 2022 | 2023 | 2024 | 2025 | 2026 | 2027 | 2028 | 2029 | 2030 | 2031 | 2032 | 2033 | 2034 | 2035
a. Irrigation Pumping - AutoDR | 25 | 0.22766 | 1.152 | 2.1011 | 3.0744 | 4.0745 | 4.8547 | 4.9148 | 4.9741 | 5.0332 | 5.092 | 5.1482 | 5.2065 | 5.2671 | 5.3281 | 5.3877 | 5.4479 | 5.5089 | 5.5705 | 5.6328 | 5.6958
b. Curtailable/Interruptible - AutoDR | 500 | 25.8017 | 130.5579 | 238.1265 | 348.4283 | 461.7711 | 550.1942 | 557.0076 | 563.7299 | 570.4291 | 577.09 | 583.4681 | 590.0692 | 596.9401 | 603.8505 | 610.6044 | 617.4339 | 624.3398 | 631.3228 | 638.384 | 645.5242
c. Load Aggregator - AutoDR | 100 | 6.4504 | 32.6395 | 59.5316 | 87.1071 | 115.4428 | 137.5485 | 139.2519 | 140.9325 | 142.6073 | 144.2725 | 145.867 | 147.5173 | 149.235 | 150.9626 | 152.6511 | 154.3585 | 156.0849 | 157.8307 | 159.596 | 161.3811
d. Refrigerated Warehouses - Controls | 250 | 12.9008 | 65.2789 | 119.0632 | 174.2141 | 230.8856 | 275.0971 | 278.5038 | 281.865 | 285.2146 | 288.545 | 291.7341 | 295.0346 | 298.4701 | 301.9253 | 305.3022 | 308.717 | 312.1699 | 315.6614 | 319.192 | 322.7621
TOTAL |  | 45.3806 | 229.6282 | 418.8225 | 612.8239 | 812.1739 | 967.6944 | 979.678 | 991.5015 | 1003.2841 | 1014.9994 | 1026.2175 | 1037.8276 | 1049.9123 | 1062.0665 | 1073.9455 | 1085.9573 | 1098.1035 | 1110.3855 | 1122.8049 | 1135.3632
ENABLEMENT COSTS (applied to new participants)
Component | Enablement Cost ($/customer) | Cumulative Peak Demand Reductions MW (Gross Customer Level) 2016: Total Equipment Budget
|  | 2016 | 2017 | 2018 | 2019 | 2020 | 2021 | 2022 | 2023 | 2024 | 2025 | 2026 | 2027 | 2028 | 2029 | 2030 | 2031 | 2032 | 2033 | 2034 | 2035
a. Irrigation Pumping - AutoDR | 5862.5 | 56196.5357 | 228160.9124 | 234286.4599 | 240239.3578 | 246862.8574 | 192586.9909 | 14839.7229 | 14641.4558 | 14590.9117 | 14507.4378 | 13891.8112 | 14377.2604 | 14964.9163 | 15051.0344 | 14710.1632 | 14874.6927 | 15041.0625 | 15209.2931 | 15379.4053 | 15551.4202
b. Curtailable/Interruptible - AutoDR | 3750 | 203697.464 | 827022.4968 | 849225.9741 | 870803.6424 | 894812.0631 | 698076.5127 | 53790.0402 | 53071.3751 | 52888.1662 | 52585.5955 | 50354.113 | 52113.7372 | 54243.8332 | 54555.9881 | 53320.4209 | 53916.7967 | 54519.8429 | 55129.6339 | 55746.2454 | 56369.7535
c. Load Aggregator - AutoDR | 3750 | 254621.83 | 1033778.121 | 1061532.4676 | 1088504.5529 | 1118515.0789 | 872595.6409 | 67237.5502 | 66339.2188 | 66110.2078 | 65731.9944 | 62942.6412 | 65142.1714 | 67804.7916 | 68194.9851 | 66650.5261 | 67395.9959 | 68149.8036 | 68912.0424 | 69682.8067 | 70462.1918
d. Refrigerated Warehouses - Controls | 7500 | 407394.928 | 1654044.9937 | 1698451.9482 | 1741607.2847 | 1789624.1262 | 1396153.0254 | 107580.0804 | 106142.7501 | 105776.3324 | 105171.1911 | 100708.2259 | 104227.4743 | 108487.6665 | 109111.9762 | 106640.8418 | 107833.5935 | 109039.6858 | 110259.2679 | 111492.4907 | 112739.5069
TOTAL ENABLEMENT COST |  | 921910.7576 | 3743006.5239 | 3843496.8499 | 3941154.8378 | 4049814.1256 | 3159412.1698 | 243447.3936 | 240194.7998 | 239365.6182 | 237996.2188 | 227896.7913 | 235860.6433 | 245501.2076 | 246913.9837 | 241321.9521 | 244021.0789 | 246750.3948 | 249510.2374 | 252300.9482 | 255122.8724
IMPLEMENTATION COSTS (applied to all participants)
Component | Implementation Cost ($/kW-yr) | Total Equipment Budget 2016: Total Implementation Budget
|  | 2016 | 2017 | 2018 | 2019 | 2020 | 2021 | 2022 | 2023 | 2024 | 2025 | 2026 | 2027 | 2028 | 2029 | 2030 | 2031 | 2032 | 2033 | 2034 | 2035
a. Irrigation Pumping - AutoDR | 20 | -1365.9712 | -6911.8868 | -12606.6963 | -18446.203 | -24446.7075 | -29127.9264 | -29488.6361 | -29844.5265 | -30199.1883 | -30551.8212 | -30889.4899 | -31238.9585 | -31602.7113 | -31968.5573 | -32326.1178 | -32687.6775 | -33053.2811 | -33422.974 | -33796.8017 | -34174.8107
b. Curtailable/Interruptible - AutoDR | 20 | -154810.0726 | -783347.1702 | -1428758.9105 | -2090569.6787 | -2770626.8467 | -3301164.9963 | -3342045.4269 | -3382379.6719 | -3422574.6782 | -3462539.7308 | -3500808.8567 | -3540415.2969 | -3581640.6102 | -3623103.1611 | -3663626.681 | -3704603.4466 | -3746038.5272 | -3787937.0489 | -3830304.1954 | -3873145.2081
c. Load Aggregator - AutoDR | 50 | 154810.0726 | 783347.1702 | 1428758.9105 | 2090569.6787 | 2770626.8467 | 3301164.9963 | 3342045.4269 | 3382379.6719 | 3422574.6782 | 3462539.7308 | 3500808.8567 | 3540415.2969 | 3581640.6102 | 3623103.1611 | 3663626.681 | 3704603.4466 | 3746038.5272 | 3787937.0489 | 3830304.1954 | 3873145.2081
d. Refrigerated Warehouses - Controls | 20 | -77405.0363 | -391673.5851 | -714379.4553 | -1045284.8394 | -1385313.4233 | -1650582.4982 | -1671022.7134 | -1691189.836 | -1711287.3391 | -1731269.8654 | -1750404.4284 | -1770207.6485 | -1790820.3051 | -1811551.5806 | -1831813.3405 | -1852301.7233 | -1873019.2636 | -1893968.5245 | -1915152.0977 | -1936572.604
TOTAL IMPLEMENTATION COST |  | -78771.0075 | -398585.4719 | -726986.1515 | -1063731.0424 | -1409760.1308 | -1679710.4246 | -1700511.3496 | -1721034.3625 | -1741486.5275 | -1761821.6866 | -1781293.9183 | -1801446.607 | -1822423.0164 | -1843520.1379 | -1864139.4583 | -1884989.4008 | -1906072.5447 | -1927391.4984 | -1948948.8994 | -1970747.4147
SUMMARY OF PROGRAM COSTS
Component |  | 2016 | 2017 | 2018 | 2019 | 2020 | 2021 | 2022 | 2023 | 2024 | 2025 | 2026 | 2027 | 2028 | 2029 | 2030 | 2031 | 2032 | 2033 | 2034 | 2035
TOTAL ENABLEMENT COST |  | 921910.7576 | 3743006.5239 | 3843496.8499 | 3941154.8378 | 4049814.1256 | 3159412.1698 | 243447.3936 | 240194.7998 | 239365.6182 | 237996.2188 | 227896.7913 | 235860.6433 | 245501.2076 | 246913.9837 | 241321.9521 | 244021.0789 | 246750.3948 | 249510.2374 | 252300.9482 | 255122.8724
TOTAL IMPLEMENTATION COST |  | -78771.0075 | -398585.4719 | -726986.1515 | -1063731.0424 | -1409760.1308 | -1679710.4246 | -1700511.3496 | -1721034.3625 | -1741486.5275 | -1761821.6866 | -1781293.9183 | -1801446.607 | -1822423.0164 | -1843520.1379 | -1864139.4583 | -1884989.4008 | -1906072.5447 | -1927391.4984 | -1948948.8994 | -1970747.4147
TOTAL PROGRAM COST |  | 843139.75 | 3344421.052 | 3116510.6983 | 2877423.7954 | 2640053.9948 | 1479701.7452 | -1457063.9559 | -1480839.5626 | -1502120.9093 | -1523825.4678 | -1553397.127 | -1565585.9636 | -1576921.8087 | -1596606.1542 | -1622817.5062 | -1640968.3219 | -1659322.1499 | -1677881.261 | -1696647.9513 | -1715624.5423